## User DC
DC
Work location: |  |  |  |  | Processor:
Work order: |  |  |  |  | Date:
Network voltage: |  | V
Sustained short-circuit current: |  | kA
Conductor spacing: |  | mm
Time constant τ = L/R: |  | ms | Rationale:
Protection device: | none
Results for Arc current Ik, arc: | #DIV/0! | kA
(Section 4.3)
Trip time for |  |  | Note: | Circuit breaker set value / trip time from fuse characteristics, by using Ik, arc
Overcurrent protection device tK: |  | s
Transmission factor kT: |  |  | Rationale:
(Section 4.2.3)
Distance of person from
electric arc source location a: (min. 300 mm) |  | mm
Results: | #DIV/0! |  |  |  | #DIV/0!
#DIV/0!
#DIV/0!
#DIV/0!
DC
Note on C30: =1 (Small-scale installation) =1.5 to 1.9 (Large-scale installation) =2.4 (Open installation))

## DC calculation
DC Calculation |  |  | Parameters | Results
Network parameters | Network voltage |  | UNn | 0
| Conductor spacing |  | d | 0
Calculation | Sustained short-circuit current |  | IkDC | 0
| Time constant τ = L/R |  | τ | 0
Electric arc current (fault current) |  |  | Ik, arc = | #DIV/0!
Electric arc voltage |  |  | Uarc = | #DIV/0!
Current limiting factor | kB = Ik, arc / IkDC |  | kB = | #DIV/0!
NH fuse characteristics |  |  | tk | 0
Short-circuit power | Pk = UNn · IkDC |  | Pk = | 0
Electric arc power | Parc = Uarc · Iarc |  | Parc = | #DIV/0!
Normalized arc power | kp = Parc / Pk |  | kp = | #DIV/0!
Electric arc energy (expected value) | Warc = Parc · tk |  | Warc = | #DIV/0!
Arc protection class for PPEaA (according to Box Test parameters) |  |  | Warc, test_APC2 | 320
|  |  | Warc, test_APC1 | 168
System parameters | Transmission factor |  | kT | 0
Working procedures | Distance of person to electric arc source location |  | a | 0
Protection level of PPEaA at the point of arcing (extrapolation of Box Test parameters to the point of arcing) | Warc, prot = kT * (a/300 mm)2 * Warc, test |  | Warc, prot_APC2 = | 0
|  |  | Warc, prot_APC1 = | 0
|  | Calculation of max. switch-off time - Class APC 2 | tk_APC2 | #DIV/0!
|  | Calculation of max. switch-off time - Class APC 1 | tk_APC1 | #DIV/0!
|  | Calculation of min. distance - Class APC 2 | a_APC2 | #DIV/0!
|  | Calculation of min. distance - Class APC 1 | a_APC1 | #DIV/0!
Relationship |  | Ratio Warc / Warc, prot - Class APC 2 | Warc/Warc, prot_APC2 | #DIV/0!
|  | Ratio Warc / Warc, prot - Class APC 1 | Warc/Warc, prot_APC1 | #DIV/0!
#DIV/0! |  | #DIV/0!
#DIV/0!
#DIV/0!
#DIV/0!
𝐼_(𝑘, 𝑎𝑟𝑐 (𝑖+1))=𝑈_𝑁𝑛/(((34+0,532·𝑑))/(𝐼_(𝑘, 𝑎𝑟𝑐 (𝑖))^0,88 )+𝑈_𝑁𝑛/𝐼_𝑘𝐷𝐶 )
𝑈_𝑎𝑟𝑐=(34+0,532·𝑑)·𝐼_█(𝑘, 𝑎𝑟𝑐@)^0,12
DC
Note on D12: KP max = 0,25 (worst-case-Abschätzung)
Note on D16: KT = 1 (Kleinräumige Anlagen) =1,5....1,9 (Großräumige Anlagen) =2,4 (Offene Anlagen)

## DC Risk assessment
Probability of injury due to electric fault arcing | [8 empty] | DC
Evaluation scheme
Please select the class you would like to reach at the beginning.
Processor: |  | 0 |  | Class: | - | Date: | 0 | Influence leads to probability of injury (0 = Practically impossible, 2 = Conceivable, but very unlikely, 4 = Unlikely, 7 = Seldom, 10 = Occasional to frequent)
Location / Type of activity: |  | 0 | / | 0
a) Type/condition of equipment | [5 empty] | 10 |  | Explanation:
Type/condition of equipment with respect to the potential capacity for bridging (arc flash formation) or limiting the impact of electric arcing, such as
b) Technical measures | [5 empty] | 10 |  | Explanation:
Technical measures to prevent potential bridging (arc flash formation) or to limit the impact of electric arcing
c) Organizational measures | [5 empty] | 10 |  | Explanation:
Organizational measures to prevent potential bridging (arc flash formation) or to limit the impact of electric arcing
d) Personal measures | [5 empty] | 10 |  | Explanation:
Personal measures to prevent potential bridging (arc flash formation) or to limit the impact of electric arcing
e) Statistical influencing factors | [5 empty] | 10 |  | Explanation:
Statistical influencing factors that play a role when evaluating the probability of an electric arc or injurious occurrence due to electric arcing
f) Ergonomic influencing factors | [5 empty] | 10 |  | Explanation:
Ergonomic influencing factors that play a role when evaluating the probability of an electric arc or injury due to electric arcing
Summation of evaluation points: | [5 empty] | 60
|  | Probability of injury | 0 | 10 | 20 | 31 | 46 | Results:
Severity of injury Warc / Warc, prot |  |  | Practically impossible | Conceivable, but very unlikely | Unlikely | Seldom | Occasional to frequent | -
0 |  | Slight injury
1 |  | Reversible injury
3 |  | Irreversible injury
10 |  | Fatal injury
APC1 | #DIV/0!
APC2 | #DIV/0!
-
DC

## DC printout
DC
Work location: |  | Processor:
Work order: |  | Date:
Calculation |  |  | Parameters | Results
Network parameters | Network voltage |  | UNn | 0
Equipment geometry | Conductor spacing |  | d | 0
Short-circuit current calculation | Sustained short-circuit current |  | IkDC | 0
| Time constant τ |  | τ | 0
Current limitation |  |  | kB | #DIV/0!
Electric arc current (fault current) |  |  | Ik, arc = | #DIV/0!
Overcurrent protection device trip time (circuit breaker set value/trip time from the fuse characteristics) |  |  | tk | 0
Short-circuit power | Pk = UNn · IkDC |  | Pk = | 0
Electric arc power | Parc = Uarc · Ik, arc |  | Parc = | #DIV/0!
Normalized arc power | kp = Parc / Pk |  | kp = | #DIV/0!
Electric arc energy (expected value) | Warc = Parc · tk |  | Warc = | #DIV/0!
Working distance |  |  | a | 0
Standardized PPE test level |  |  | Warc, test_APC 2 = | 320
|  |  | Warc, test_APC 1 = | 168
Transmission factor |  |  | kT | 0
Protection level of PPEaA at the point of arcing extrapolation of Box Test parameters to the point of arcing) |  |  | Warc, prot_APC 2 = | 0
|  |  | Warc, prot_APC 1 = | 0
Comparison |  |  | Warc < Warc, prot_APC 2 | #DIV/0!
|  |  | Warc < Warc, prot_APC 1 | #DIV/0!
Results of the Calculation: | #DIV/0!
Results of the Risk assessment: | -
Rationale for the Time constant:
Rationale for the Transmission factor:
Protection device:
none
𝑊𝑎𝑟𝑐, 𝑝𝑟𝑜𝑡〖=𝑘〗_𝑇×〖(𝑎/(300 𝑚𝑚))〗^2×𝑊𝑎𝑟𝑐, 𝑡𝑒𝑠𝑡
𝐼_(𝑘, 𝑎𝑟𝑐 (𝑖+1))=𝑈_𝑁𝑛/(((34+0,532·𝑑))/(𝐼_(𝑘, 𝑎𝑟𝑐 (𝑖))^0,88 )+𝑈_𝑁𝑛/𝐼_𝑘𝐷𝐶 )
DC

## Iteration_ausgeblendet für User (hidden)
Eingabe |  |  | Rechnung |  |  | Koeffizienten
Up in V: | 0 |  | Rges in Ohm: | #DIV/0! |  | A: | 34
Ik in A: | 0 |  | Ilb in A: | 0 |  | B: | 0.532
d in mm: | 0 |  |  |  |  | C1: | 0.12
tges in ms: | 0
a in m: | 0
Schritt i | IkLB | ULB | Differenz I | Differenz U | Konvergenz I | Konvergenz U
0 | 0 | 0
1 | #DIV/0! | #DIV/0! | #DIV/0! | #DIV/0! | #DIV/0! | #DIV/0!
2 | #DIV/0! | #DIV/0! | #DIV/0! | #DIV/0! | #DIV/0! | #DIV/0!
3 | #DIV/0! | #DIV/0! | #DIV/0! | #DIV/0! | #DIV/0! | #DIV/0!
4 | #DIV/0! | #DIV/0! | #DIV/0! | #DIV/0! | #DIV/0! | #DIV/0!
5 | #DIV/0! | #DIV/0! | #DIV/0! | #DIV/0! | #DIV/0! | #DIV/0!
6 | #DIV/0! | #DIV/0! | #DIV/0! | #DIV/0! | #DIV/0! | #DIV/0!
7 | #DIV/0! | #DIV/0! | #DIV/0! | #DIV/0! | #DIV/0! | #DIV/0!
8 | #DIV/0! | #DIV/0! | #DIV/0! | #DIV/0! | #DIV/0! | #DIV/0!
9 | #DIV/0! | #DIV/0! | #DIV/0! | #DIV/0! | #DIV/0! | #DIV/0!
10 | #DIV/0! | #DIV/0! | #DIV/0! | #DIV/0! | #DIV/0! | #DIV/0!
11 | #DIV/0! | #DIV/0! | #DIV/0! | #DIV/0! | #DIV/0! | #DIV/0!
12 | #DIV/0! | #DIV/0! | #DIV/0! | #DIV/0! | #DIV/0! | #DIV/0!
13 | #DIV/0! | #DIV/0! | #DIV/0! | #DIV/0! | #DIV/0! | #DIV/0!
14 | #DIV/0! | #DIV/0! | #DIV/0! | #DIV/0! | #DIV/0! | #DIV/0!
15 | #DIV/0! | #DIV/0! | #DIV/0! | #DIV/0! | #DIV/0! | #DIV/0!
16 | #DIV/0! | #DIV/0! | #DIV/0! | #DIV/0! | #DIV/0! | #DIV/0!
17 | #DIV/0! | #DIV/0! | #DIV/0! | #DIV/0! | #DIV/0! | #DIV/0!
18 | #DIV/0! | #DIV/0! | #DIV/0! | #DIV/0! | #DIV/0! | #DIV/0!
19 | #DIV/0! | #DIV/0! | #DIV/0! | #DIV/0! | #DIV/0! | #DIV/0!
20 | #DIV/0! | #DIV/0! | #DIV/0! | #DIV/0! | #DIV/0! | #DIV/0!
21 | #DIV/0! | #DIV/0! | #DIV/0! | #DIV/0! | #DIV/0! | #DIV/0!
22 | #DIV/0! | #DIV/0! | #DIV/0! | #DIV/0! | #DIV/0! | #DIV/0!
23 | #DIV/0! | #DIV/0! | #DIV/0! | #DIV/0! | #DIV/0! | #DIV/0!
24 | #DIV/0! | #DIV/0! | #DIV/0! | #DIV/0! | #DIV/0! | #DIV/0!
25 | #DIV/0! | #DIV/0! | #DIV/0! | #DIV/0! | #DIV/0! | #DIV/0!
26 | #DIV/0! | #DIV/0! | #DIV/0! | #DIV/0! | #DIV/0! | #DIV/0!
27 | #DIV/0! | #DIV/0! | #DIV/0! | #DIV/0! | #DIV/0! | #DIV/0!
28 | #DIV/0! | #DIV/0! | #DIV/0! | #DIV/0! | #DIV/0! | #DIV/0!
29 | #DIV/0! | #DIV/0! | #DIV/0! | #DIV/0! | #DIV/0! | #DIV/0!
30 | #DIV/0! | #DIV/0! | #DIV/0! | #DIV/0! | #DIV/0! | #DIV/0!
31 | #DIV/0! | #DIV/0! | #DIV/0! | #DIV/0! | #DIV/0! | #DIV/0!
32 | #DIV/0! | #DIV/0! | #DIV/0! | #DIV/0! | #DIV/0! | #DIV/0!
33 | #DIV/0! | #DIV/0! | #DIV/0! | #DIV/0! | #DIV/0! | #DIV/0!
34 | #DIV/0! | #DIV/0! | #DIV/0! | #DIV/0! | #DIV/0! | #DIV/0!
35 | #DIV/0! | #DIV/0! | #DIV/0! | #DIV/0! | #DIV/0! | #DIV/0!
36 | #DIV/0! | #DIV/0! | #DIV/0! | #DIV/0! | #DIV/0! | #DIV/0!
37 | #DIV/0! | #DIV/0! | #DIV/0! | #DIV/0! | #DIV/0! | #DIV/0!
38 | #DIV/0! | #DIV/0! | #DIV/0! | #DIV/0! | #DIV/0! | #DIV/0!
39 | #DIV/0! | #DIV/0! | #DIV/0! | #DIV/0! | #DIV/0! | #DIV/0!
40 | #DIV/0! | #DIV/0! | #DIV/0! | #DIV/0! | #DIV/0! | #DIV/0!
41 | #DIV/0! | #DIV/0! | #DIV/0! | #DIV/0! | #DIV/0! | #DIV/0!
42 | #DIV/0! | #DIV/0! | #DIV/0! | #DIV/0! | #DIV/0! | #DIV/0!
43 | #DIV/0! | #DIV/0! | #DIV/0! | #DIV/0! | #DIV/0! | #DIV/0!
44 | #DIV/0! | #DIV/0! | #DIV/0! | #DIV/0! | #DIV/0! | #DIV/0!
45 | #DIV/0! | #DIV/0! | #DIV/0! | #DIV/0! | #DIV/0! | #DIV/0!
46 | #DIV/0! | #DIV/0! | #DIV/0! | #DIV/0! | #DIV/0! | #DIV/0!
47 | #DIV/0! | #DIV/0! | #DIV/0! | #DIV/0! | #DIV/0! | #DIV/0!
48 | #DIV/0! | #DIV/0! | #DIV/0! | #DIV/0! | #DIV/0! | #DIV/0!
49 | #DIV/0! | #DIV/0! | #DIV/0! | #DIV/0! | #DIV/0! | #DIV/0!
50 | #DIV/0! | #DIV/0! | #DIV/0! | #DIV/0! | #DIV/0! | #DIV/0!
51 | #DIV/0! | #DIV/0! | #DIV/0! | #DIV/0! | #DIV/0! | #DIV/0!
52 | #DIV/0! | #DIV/0! | #DIV/0! | #DIV/0! | #DIV/0! | #DIV/0!
53 | #DIV/0! | #DIV/0! | #DIV/0! | #DIV/0! | #DIV/0! | #DIV/0!
54 | #DIV/0! | #DIV/0! | #DIV/0! | #DIV/0! | #DIV/0! | #DIV/0!
55 | #DIV/0! | #DIV/0! | #DIV/0! | #DIV/0! | #DIV/0! | #DIV/0!
56 | #DIV/0! | #DIV/0! | #DIV/0! | #DIV/0! | #DIV/0! | #DIV/0!
57 | #DIV/0! | #DIV/0! | #DIV/0! | #DIV/0! | #DIV/0! | #DIV/0!
58 | #DIV/0! | #DIV/0! | #DIV/0! | #DIV/0! | #DIV/0! | #DIV/0!
59 | #DIV/0! | #DIV/0! | #DIV/0! | #DIV/0! | #DIV/0! | #DIV/0!
60 | #DIV/0! | #DIV/0! | #DIV/0! | #DIV/0! | #DIV/0! | #DIV/0!
61 | #DIV/0! | #DIV/0! | #DIV/0! | #DIV/0! | #DIV/0! | #DIV/0!
62 | #DIV/0! | #DIV/0! | #DIV/0! | #DIV/0! | #DIV/0! | #DIV/0!
63 | #DIV/0! | #DIV/0! | #DIV/0! | #DIV/0! | #DIV/0! | #DIV/0!
64 | #DIV/0! | #DIV/0! | #DIV/0! | #DIV/0! | #DIV/0! | #DIV/0!
65 | #DIV/0! | #DIV/0! | #DIV/0! | #DIV/0! | #DIV/0! | #DIV/0!
66 | #DIV/0! | #DIV/0! | #DIV/0! | #DIV/0! | #DIV/0! | #DIV/0!
67 | #DIV/0! | #DIV/0! | #DIV/0! | #DIV/0! | #DIV/0! | #DIV/0!
68 | #DIV/0! | #DIV/0! | #DIV/0! | #DIV/0! | #DIV/0! | #DIV/0!
69 | #DIV/0! | #DIV/0! | #DIV/0! | #DIV/0! | #DIV/0! | #DIV/0!
70 | #DIV/0! | #DIV/0! | #DIV/0! | #DIV/0! | #DIV/0! | #DIV/0!
71 | #DIV/0! | #DIV/0! | #DIV/0! | #DIV/0! | #DIV/0! | #DIV/0!
72 | #DIV/0! | #DIV/0! | #DIV/0! | #DIV/0! | #DIV/0! | #DIV/0!
73 | #DIV/0! | #DIV/0! | #DIV/0! | #DIV/0! | #DIV/0! | #DIV/0!
74 | #DIV/0! | #DIV/0! | #DIV/0! | #DIV/0! | #DIV/0! | #DIV/0!
75 | #DIV/0! | #DIV/0! | #DIV/0! | #DIV/0! | #DIV/0! | #DIV/0!
76 | #DIV/0! | #DIV/0! | #DIV/0! | #DIV/0! | #DIV/0! | #DIV/0!
77 | #DIV/0! | #DIV/0! | #DIV/0! | #DIV/0! | #DIV/0! | #DIV/0!
78 | #DIV/0! | #DIV/0! | #DIV/0! | #DIV/0! | #DIV/0! | #DIV/0!
79 | #DIV/0! | #DIV/0! | #DIV/0! | #DIV/0! | #DIV/0! | #DIV/0!
80 | #DIV/0! | #DIV/0! | #DIV/0! | #DIV/0! | #DIV/0! | #DIV/0!
81 | #DIV/0! | #DIV/0! | #DIV/0! | #DIV/0! | #DIV/0! | #DIV/0!
82 | #DIV/0! | #DIV/0! | #DIV/0! | #DIV/0! | #DIV/0! | #DIV/0!
83 | #DIV/0! | #DIV/0! | #DIV/0! | #DIV/0! | #DIV/0! | #DIV/0!
84 | #DIV/0! | #DIV/0! | #DIV/0! | #DIV/0! | #DIV/0! | #DIV/0!
85 | #DIV/0! | #DIV/0! | #DIV/0! | #DIV/0! | #DIV/0! | #DIV/0!
86 | #DIV/0! | #DIV/0! | #DIV/0! | #DIV/0! | #DIV/0! | #DIV/0!
87 | #DIV/0! | #DIV/0! | #DIV/0! | #DIV/0! | #DIV/0! | #DIV/0!
88 | #DIV/0! | #DIV/0! | #DIV/0! | #DIV/0! | #DIV/0! | #DIV/0!
89 | #DIV/0! | #DIV/0! | #DIV/0! | #DIV/0! | #DIV/0! | #DIV/0!
90 | #DIV/0! | #DIV/0! | #DIV/0! | #DIV/0! | #DIV/0! | #DIV/0!
91 | #DIV/0! | #DIV/0! | #DIV/0! | #DIV/0! | #DIV/0! | #DIV/0!
92 | #DIV/0! | #DIV/0! | #DIV/0! | #DIV/0! | #DIV/0! | #DIV/0!
93 | #DIV/0! | #DIV/0! | #DIV/0! | #DIV/0! | #DIV/0! | #DIV/0!
94 | #DIV/0! | #DIV/0! | #DIV/0! | #DIV/0! | #DIV/0! | #DIV/0!
95 | #DIV/0! | #DIV/0! | #DIV/0! | #DIV/0! | #DIV/0! | #DIV/0!
96 | #DIV/0! | #DIV/0! | #DIV/0! | #DIV/0! | #DIV/0! | #DIV/0!
97 | #DIV/0! | #DIV/0! | #DIV/0! | #DIV/0! | #DIV/0! | #DIV/0!
98 | #DIV/0! | #DIV/0! | #DIV/0! | #DIV/0! | #DIV/0! | #DIV/0!
99 | #DIV/0! | #DIV/0! | #DIV/0! | #DIV/0! | #DIV/0! | #DIV/0!
100 | #DIV/0! | #DIV/0! | #DIV/0! | #DIV/0! | #DIV/0! | #DIV/0!
101 | #DIV/0! | #DIV/0! | #DIV/0! | #DIV/0! | #DIV/0! | #DIV/0!
102 | #DIV/0! | #DIV/0! | #DIV/0! | #DIV/0! | #DIV/0! | #DIV/0!
103 | #DIV/0! | #DIV/0! | #DIV/0! | #DIV/0! | #DIV/0! | #DIV/0!
104 | #DIV/0! | #DIV/0! | #DIV/0! | #DIV/0! | #DIV/0! | #DIV/0!
105 | #DIV/0! | #DIV/0! | #DIV/0! | #DIV/0! | #DIV/0! | #DIV/0!
106 | #DIV/0! | #DIV/0! | #DIV/0! | #DIV/0! | #DIV/0! | #DIV/0!
107 | #DIV/0! | #DIV/0! | #DIV/0! | #DIV/0! | #DIV/0! | #DIV/0!
108 | #DIV/0! | #DIV/0! | #DIV/0! | #DIV/0! | #DIV/0! | #DIV/0!
109 | #DIV/0! | #DIV/0! | #DIV/0! | #DIV/0! | #DIV/0! | #DIV/0!
110 | #DIV/0! | #DIV/0! | #DIV/0! | #DIV/0! | #DIV/0! | #DIV/0!
111 | #DIV/0! | #DIV/0! | #DIV/0! | #DIV/0! | #DIV/0! | #DIV/0!
112 | #DIV/0! | #DIV/0! | #DIV/0! | #DIV/0! | #DIV/0! | #DIV/0!
113 | #DIV/0! | #DIV/0! | #DIV/0! | #DIV/0! | #DIV/0! | #DIV/0!
114 | #DIV/0! | #DIV/0! | #DIV/0! | #DIV/0! | #DIV/0! | #DIV/0!
115 | #DIV/0! | #DIV/0! | #DIV/0! | #DIV/0! | #DIV/0! | #DIV/0!
116 | #DIV/0! | #DIV/0! | #DIV/0! | #DIV/0! | #DIV/0! | #DIV/0!
117 | #DIV/0! | #DIV/0! | #DIV/0! | #DIV/0! | #DIV/0! | #DIV/0!
118 | #DIV/0! | #DIV/0! | #DIV/0! | #DIV/0! | #DIV/0! | #DIV/0!
119 | #DIV/0! | #DIV/0! | #DIV/0! | #DIV/0! | #DIV/0! | #DIV/0!
120 | #DIV/0! | #DIV/0! | #DIV/0! | #DIV/0! | #DIV/0! | #DIV/0!
121 | #DIV/0! | #DIV/0! | #DIV/0! | #DIV/0! | #DIV/0! | #DIV/0!
122 | #DIV/0! | #DIV/0! | #DIV/0! | #DIV/0! | #DIV/0! | #DIV/0!
123 | #DIV/0! | #DIV/0! | #DIV/0! | #DIV/0! | #DIV/0! | #DIV/0!
124 | #DIV/0! | #DIV/0! | #DIV/0! | #DIV/0! | #DIV/0! | #DIV/0!
125 | #DIV/0! | #DIV/0! | #DIV/0! | #DIV/0! | #DIV/0! | #DIV/0!
126 | #DIV/0! | #DIV/0! | #DIV/0! | #DIV/0! | #DIV/0! | #DIV/0!
127 | #DIV/0! | #DIV/0! | #DIV/0! | #DIV/0! | #DIV/0! | #DIV/0!
128 | #DIV/0! | #DIV/0! | #DIV/0! | #DIV/0! | #DIV/0! | #DIV/0!
129 | #DIV/0! | #DIV/0! | #DIV/0! | #DIV/0! | #DIV/0! | #DIV/0!
130 | #DIV/0! | #DIV/0! | #DIV/0! | #DIV/0! | #DIV/0! | #DIV/0!
131 | #DIV/0! | #DIV/0! | #DIV/0! | #DIV/0! | #DIV/0! | #DIV/0!
132 | #DIV/0! | #DIV/0! | #DIV/0! | #DIV/0! | #DIV/0! | #DIV/0!
133 | #DIV/0! | #DIV/0! | #DIV/0! | #DIV/0! | #DIV/0! | #DIV/0!
134 | #DIV/0! | #DIV/0! | #DIV/0! | #DIV/0! | #DIV/0! | #DIV/0!
135 | #DIV/0! | #DIV/0! | #DIV/0! | #DIV/0! | #DIV/0! | #DIV/0!
136 | #DIV/0! | #DIV/0! | #DIV/0! | #DIV/0! | #DIV/0! | #DIV/0!
137 | #DIV/0! | #DIV/0! | #DIV/0! | #DIV/0! | #DIV/0! | #DIV/0!
138 | #DIV/0! | #DIV/0! | #DIV/0! | #DIV/0! | #DIV/0! | #DIV/0!
139 | #DIV/0! | #DIV/0! | #DIV/0! | #DIV/0! | #DIV/0! | #DIV/0!
140 | #DIV/0! | #DIV/0! | #DIV/0! | #DIV/0! | #DIV/0! | #DIV/0!
141 | #DIV/0! | #DIV/0! | #DIV/0! | #DIV/0! | #DIV/0! | #DIV/0!
142 | #DIV/0! | #DIV/0! | #DIV/0! | #DIV/0! | #DIV/0! | #DIV/0!
143 | #DIV/0! | #DIV/0! | #DIV/0! | #DIV/0! | #DIV/0! | #DIV/0!
144 | #DIV/0! | #DIV/0! | #DIV/0! | #DIV/0! | #DIV/0! | #DIV/0!
145 | #DIV/0! | #DIV/0! | #DIV/0! | #DIV/0! | #DIV/0! | #DIV/0!
146 | #DIV/0! | #DIV/0! | #DIV/0! | #DIV/0! | #DIV/0! | #DIV/0!
147 | #DIV/0! | #DIV/0! | #DIV/0! | #DIV/0! | #DIV/0! | #DIV/0!
148 | #DIV/0! | #DIV/0! | #DIV/0! | #DIV/0! | #DIV/0! | #DIV/0!
149 | #DIV/0! | #DIV/0! | #DIV/0! | #DIV/0! | #DIV/0! | #DIV/0!
150 | #DIV/0! | #DIV/0! | #DIV/0! | #DIV/0! | #DIV/0! | #DIV/0!
151 | #DIV/0! | #DIV/0! | #DIV/0! | #DIV/0! | #DIV/0! | #DIV/0!
152 | #DIV/0! | #DIV/0! | #DIV/0! | #DIV/0! | #DIV/0! | #DIV/0!
153 | #DIV/0! | #DIV/0! | #DIV/0! | #DIV/0! | #DIV/0! | #DIV/0!
154 | #DIV/0! | #DIV/0! | #DIV/0! | #DIV/0! | #DIV/0! | #DIV/0!
155 | #DIV/0! | #DIV/0! | #DIV/0! | #DIV/0! | #DIV/0! | #DIV/0!
156 | #DIV/0! | #DIV/0! | #DIV/0! | #DIV/0! | #DIV/0! | #DIV/0!
157 | #DIV/0! | #DIV/0! | #DIV/0! | #DIV/0! | #DIV/0! | #DIV/0!
158 | #DIV/0! | #DIV/0! | #DIV/0! | #DIV/0! | #DIV/0! | #DIV/0!
159 | #DIV/0! | #DIV/0! | #DIV/0! | #DIV/0! | #DIV/0! | #DIV/0!
160 | #DIV/0! | #DIV/0! | #DIV/0! | #DIV/0! | #DIV/0! | #DIV/0!
161 | #DIV/0! | #DIV/0! | #DIV/0! | #DIV/0! | #DIV/0! | #DIV/0!
162 | #DIV/0! | #DIV/0! | #DIV/0! | #DIV/0! | #DIV/0! | #DIV/0!
163 | #DIV/0! | #DIV/0! | #DIV/0! | #DIV/0! | #DIV/0! | #DIV/0!
164 | #DIV/0! | #DIV/0! | #DIV/0! | #DIV/0! | #DIV/0! | #DIV/0!
165 | #DIV/0! | #DIV/0! | #DIV/0! | #DIV/0! | #DIV/0! | #DIV/0!
166 | #DIV/0! | #DIV/0! | #DIV/0! | #DIV/0! | #DIV/0! | #DIV/0!
167 | #DIV/0! | #DIV/0! | #DIV/0! | #DIV/0! | #DIV/0! | #DIV/0!
168 | #DIV/0! | #DIV/0! | #DIV/0! | #DIV/0! | #DIV/0! | #DIV/0!
169 | #DIV/0! | #DIV/0! | #DIV/0! | #DIV/0! | #DIV/0! | #DIV/0!
170 | #DIV/0! | #DIV/0! | #DIV/0! | #DIV/0! | #DIV/0! | #DIV/0!
171 | #DIV/0! | #DIV/0! | #DIV/0! | #DIV/0! | #DIV/0! | #DIV/0!
172 | #DIV/0! | #DIV/0! | #DIV/0! | #DIV/0! | #DIV/0! | #DIV/0!
173 | #DIV/0! | #DIV/0! | #DIV/0! | #DIV/0! | #DIV/0! | #DIV/0!
174 | #DIV/0! | #DIV/0! | #DIV/0! | #DIV/0! | #DIV/0! | #DIV/0!
175 | #DIV/0! | #DIV/0! | #DIV/0! | #DIV/0! | #DIV/0! | #DIV/0!
176 | #DIV/0! | #DIV/0! | #DIV/0! | #DIV/0! | #DIV/0! | #DIV/0!
177 | #DIV/0! | #DIV/0! | #DIV/0! | #DIV/0! | #DIV/0! | #DIV/0!
178 | #DIV/0! | #DIV/0! | #DIV/0! | #DIV/0! | #DIV/0! | #DIV/0!
179 | #DIV/0! | #DIV/0! | #DIV/0! | #DIV/0! | #DIV/0! | #DIV/0!
180 | #DIV/0! | #DIV/0! | #DIV/0! | #DIV/0! | #DIV/0! | #DIV/0!
181 | #DIV/0! | #DIV/0! | #DIV/0! | #DIV/0! | #DIV/0! | #DIV/0!
182 | #DIV/0! | #DIV/0! | #DIV/0! | #DIV/0! | #DIV/0! | #DIV/0!
183 | #DIV/0! | #DIV/0! | #DIV/0! | #DIV/0! | #DIV/0! | #DIV/0!
184 | #DIV/0! | #DIV/0! | #DIV/0! | #DIV/0! | #DIV/0! | #DIV/0!
185 | #DIV/0! | #DIV/0! | #DIV/0! | #DIV/0! | #DIV/0! | #DIV/0!
186 | #DIV/0! | #DIV/0! | #DIV/0! | #DIV/0! | #DIV/0! | #DIV/0!
187 | #DIV/0! | #DIV/0! | #DIV/0! | #DIV/0! | #DIV/0! | #DIV/0!
188 | #DIV/0! | #DIV/0! | #DIV/0! | #DIV/0! | #DIV/0! | #DIV/0!
189 | #DIV/0! | #DIV/0! | #DIV/0! | #DIV/0! | #DIV/0! | #DIV/0!
190 | #DIV/0! | #DIV/0! | #DIV/0! | #DIV/0! | #DIV/0! | #DIV/0!
191 | #DIV/0! | #DIV/0! | #DIV/0! | #DIV/0! | #DIV/0! | #DIV/0!
192 | #DIV/0! | #DIV/0! | #DIV/0! | #DIV/0! | #DIV/0! | #DIV/0!
193 | #DIV/0! | #DIV/0! | #DIV/0! | #DIV/0! | #DIV/0! | #DIV/0!
194 | #DIV/0! | #DIV/0! | #DIV/0! | #DIV/0! | #DIV/0! | #DIV/0!
195 | #DIV/0! | #DIV/0! | #DIV/0! | #DIV/0! | #DIV/0! | #DIV/0!
196 | #DIV/0! | #DIV/0! | #DIV/0! | #DIV/0! | #DIV/0! | #DIV/0!
197 | #DIV/0! | #DIV/0! | #DIV/0! | #DIV/0! | #DIV/0! | #DIV/0!
198 | #DIV/0! | #DIV/0! | #DIV/0! | #DIV/0! | #DIV/0! | #DIV/0!
199 | #DIV/0! | #DIV/0! | #DIV/0! | #DIV/0! | #DIV/0! | #DIV/0!
200 | #DIV/0! | #DIV/0! | #DIV/0! | #DIV/0! | #DIV/0! | #DIV/0!
201 | #DIV/0! | #DIV/0! | #DIV/0! | #DIV/0! | #DIV/0! | #DIV/0!
202 | #DIV/0! | #DIV/0! | #DIV/0! | #DIV/0! | #DIV/0! | #DIV/0!
203 | #DIV/0! | #DIV/0! | #DIV/0! | #DIV/0! | #DIV/0! | #DIV/0!
204 | #DIV/0! | #DIV/0! | #DIV/0! | #DIV/0! | #DIV/0! | #DIV/0!
205 | #DIV/0! | #DIV/0! | #DIV/0! | #DIV/0! | #DIV/0! | #DIV/0!
206 | #DIV/0! | #DIV/0! | #DIV/0! | #DIV/0! | #DIV/0! | #DIV/0!
207 | #DIV/0! | #DIV/0! | #DIV/0! | #DIV/0! | #DIV/0! | #DIV/0!
208 | #DIV/0! | #DIV/0! | #DIV/0! | #DIV/0! | #DIV/0! | #DIV/0!
209 | #DIV/0! | #DIV/0! | #DIV/0! | #DIV/0! | #DIV/0! | #DIV/0!
210 | #DIV/0! | #DIV/0! | #DIV/0! | #DIV/0! | #DIV/0! | #DIV/0!
211 | #DIV/0! | #DIV/0! | #DIV/0! | #DIV/0! | #DIV/0! | #DIV/0!
212 | #DIV/0! | #DIV/0! | #DIV/0! | #DIV/0! | #DIV/0! | #DIV/0!
213 | #DIV/0! | #DIV/0! | #DIV/0! | #DIV/0! | #DIV/0! | #DIV/0!
214 | #DIV/0! | #DIV/0! | #DIV/0! | #DIV/0! | #DIV/0! | #DIV/0!
215 | #DIV/0! | #DIV/0! | #DIV/0! | #DIV/0! | #DIV/0! | #DIV/0!
216 | #DIV/0! | #DIV/0! | #DIV/0! | #DIV/0! | #DIV/0! | #DIV/0!
217 | #DIV/0! | #DIV/0! | #DIV/0! | #DIV/0! | #DIV/0! | #DIV/0!
218 | #DIV/0! | #DIV/0! | #DIV/0! | #DIV/0! | #DIV/0! | #DIV/0!
219 | #DIV/0! | #DIV/0! | #DIV/0! | #DIV/0! | #DIV/0! | #DIV/0!
220 | #DIV/0! | #DIV/0! | #DIV/0! | #DIV/0! | #DIV/0! | #DIV/0!
221 | #DIV/0! | #DIV/0! | #DIV/0! | #DIV/0! | #DIV/0! | #DIV/0!
222 | #DIV/0! | #DIV/0! | #DIV/0! | #DIV/0! | #DIV/0! | #DIV/0!
223 | #DIV/0! | #DIV/0! | #DIV/0! | #DIV/0! | #DIV/0! | #DIV/0!
224 | #DIV/0! | #DIV/0! | #DIV/0! | #DIV/0! | #DIV/0! | #DIV/0!
225 | #DIV/0! | #DIV/0! | #DIV/0! | #DIV/0! | #DIV/0! | #DIV/0!
226 | #DIV/0! | #DIV/0! | #DIV/0! | #DIV/0! | #DIV/0! | #DIV/0!
227 | #DIV/0! | #DIV/0! | #DIV/0! | #DIV/0! | #DIV/0! | #DIV/0!
228 | #DIV/0! | #DIV/0! | #DIV/0! | #DIV/0! | #DIV/0! | #DIV/0!
229 | #DIV/0! | #DIV/0! | #DIV/0! | #DIV/0! | #DIV/0! | #DIV/0!
230 | #DIV/0! | #DIV/0! | #DIV/0! | #DIV/0! | #DIV/0! | #DIV/0!
231 | #DIV/0! | #DIV/0! | #DIV/0! | #DIV/0! | #DIV/0! | #DIV/0!
232 | #DIV/0! | #DIV/0! | #DIV/0! | #DIV/0! | #DIV/0! | #DIV/0!
233 | #DIV/0! | #DIV/0! | #DIV/0! | #DIV/0! | #DIV/0! | #DIV/0!
234 | #DIV/0! | #DIV/0! | #DIV/0! | #DIV/0! | #DIV/0! | #DIV/0!
235 | #DIV/0! | #DIV/0! | #DIV/0! | #DIV/0! | #DIV/0! | #DIV/0!
236 | #DIV/0! | #DIV/0! | #DIV/0! | #DIV/0! | #DIV/0! | #DIV/0!
237 | #DIV/0! | #DIV/0! | #DIV/0! | #DIV/0! | #DIV/0! | #DIV/0!
238 | #DIV/0! | #DIV/0! | #DIV/0! | #DIV/0! | #DIV/0! | #DIV/0!
239 | #DIV/0! | #DIV/0! | #DIV/0! | #DIV/0! | #DIV/0! | #DIV/0!
240 | #DIV/0! | #DIV/0! | #DIV/0! | #DIV/0! | #DIV/0! | #DIV/0!
241 | #DIV/0! | #DIV/0! | #DIV/0! | #DIV/0! | #DIV/0! | #DIV/0!
242 | #DIV/0! | #DIV/0! | #DIV/0! | #DIV/0! | #DIV/0! | #DIV/0!
243 | #DIV/0! | #DIV/0! | #DIV/0! | #DIV/0! | #DIV/0! | #DIV/0!
244 | #DIV/0! | #DIV/0! | #DIV/0! | #DIV/0! | #DIV/0! | #DIV/0!
245 | #DIV/0! | #DIV/0! | #DIV/0! | #DIV/0! | #DIV/0! | #DIV/0!
246 | #DIV/0! | #DIV/0! | #DIV/0! | #DIV/0! | #DIV/0! | #DIV/0!
247 | #DIV/0! | #DIV/0! | #DIV/0! | #DIV/0! | #DIV/0! | #DIV/0!
248 | #DIV/0! | #DIV/0! | #DIV/0! | #DIV/0! | #DIV/0! | #DIV/0!
249 | #DIV/0! | #DIV/0! | #DIV/0! | #DIV/0! | #DIV/0! | #DIV/0!
250 | #DIV/0! | #DIV/0! | #DIV/0! | #DIV/0! | #DIV/0! | #DIV/0!
251 | #DIV/0! | #DIV/0! | #DIV/0! | #DIV/0! | #DIV/0! | #DIV/0!
252 | #DIV/0! | #DIV/0! | #DIV/0! | #DIV/0! | #DIV/0! | #DIV/0!
253 | #DIV/0! | #DIV/0! | #DIV/0! | #DIV/0! | #DIV/0! | #DIV/0!
254 | #DIV/0! | #DIV/0! | #DIV/0! | #DIV/0! | #DIV/0! | #DIV/0!
255 | #DIV/0! | #DIV/0! | #DIV/0! | #DIV/0! | #DIV/0! | #DIV/0!
256 | #DIV/0! | #DIV/0! | #DIV/0! | #DIV/0! | #DIV/0! | #DIV/0!
257 | #DIV/0! | #DIV/0! | #DIV/0! | #DIV/0! | #DIV/0! | #DIV/0!
258 | #DIV/0! | #DIV/0! | #DIV/0! | #DIV/0! | #DIV/0! | #DIV/0!
259 | #DIV/0! | #DIV/0! | #DIV/0! | #DIV/0! | #DIV/0! | #DIV/0!
260 | #DIV/0! | #DIV/0! | #DIV/0! | #DIV/0! | #DIV/0! | #DIV/0!
261 | #DIV/0! | #DIV/0! | #DIV/0! | #DIV/0! | #DIV/0! | #DIV/0!
262 | #DIV/0! | #DIV/0! | #DIV/0! | #DIV/0! | #DIV/0! | #DIV/0!
263 | #DIV/0! | #DIV/0! | #DIV/0! | #DIV/0! | #DIV/0! | #DIV/0!
264 | #DIV/0! | #DIV/0! | #DIV/0! | #DIV/0! | #DIV/0! | #DIV/0!
265 | #DIV/0! | #DIV/0! | #DIV/0! | #DIV/0! | #DIV/0! | #DIV/0!
266 | #DIV/0! | #DIV/0! | #DIV/0! | #DIV/0! | #DIV/0! | #DIV/0!
267 | #DIV/0! | #DIV/0! | #DIV/0! | #DIV/0! | #DIV/0! | #DIV/0!
268 | #DIV/0! | #DIV/0! | #DIV/0! | #DIV/0! | #DIV/0! | #DIV/0!
269 | #DIV/0! | #DIV/0! | #DIV/0! | #DIV/0! | #DIV/0! | #DIV/0!
270 | #DIV/0! | #DIV/0! | #DIV/0! | #DIV/0! | #DIV/0! | #DIV/0!
271 | #DIV/0! | #DIV/0! | #DIV/0! | #DIV/0! | #DIV/0! | #DIV/0!
272 | #DIV/0! | #DIV/0! | #DIV/0! | #DIV/0! | #DIV/0! | #DIV/0!
273 | #DIV/0! | #DIV/0! | #DIV/0! | #DIV/0! | #DIV/0! | #DIV/0!
274 | #DIV/0! | #DIV/0! | #DIV/0! | #DIV/0! | #DIV/0! | #DIV/0!
275 | #DIV/0! | #DIV/0! | #DIV/0! | #DIV/0! | #DIV/0! | #DIV/0!
276 | #DIV/0! | #DIV/0! | #DIV/0! | #DIV/0! | #DIV/0! | #DIV/0!
277 | #DIV/0! | #DIV/0! | #DIV/0! | #DIV/0! | #DIV/0! | #DIV/0!
278 | #DIV/0! | #DIV/0! | #DIV/0! | #DIV/0! | #DIV/0! | #DIV/0!
279 | #DIV/0! | #DIV/0! | #DIV/0! | #DIV/0! | #DIV/0! | #DIV/0!
280 | #DIV/0! | #DIV/0! | #DIV/0! | #DIV/0! | #DIV/0! | #DIV/0!
281 | #DIV/0! | #DIV/0! | #DIV/0! | #DIV/0! | #DIV/0! | #DIV/0!
282 | #DIV/0! | #DIV/0! | #DIV/0! | #DIV/0! | #DIV/0! | #DIV/0!
283 | #DIV/0! | #DIV/0! | #DIV/0! | #DIV/0! | #DIV/0! | #DIV/0!
284 | #DIV/0! | #DIV/0! | #DIV/0! | #DIV/0! | #DIV/0! | #DIV/0!
285 | #DIV/0! | #DIV/0! | #DIV/0! | #DIV/0! | #DIV/0! | #DIV/0!
286 | #DIV/0! | #DIV/0! | #DIV/0! | #DIV/0! | #DIV/0! | #DIV/0!
287 | #DIV/0! | #DIV/0! | #DIV/0! | #DIV/0! | #DIV/0! | #DIV/0!
288 | #DIV/0! | #DIV/0! | #DIV/0! | #DIV/0! | #DIV/0! | #DIV/0!
289 | #DIV/0! | #DIV/0! | #DIV/0! | #DIV/0! | #DIV/0! | #DIV/0!
290 | #DIV/0! | #DIV/0! | #DIV/0! | #DIV/0! | #DIV/0! | #DIV/0!
291 | #DIV/0! | #DIV/0! | #DIV/0! | #DIV/0! | #DIV/0! | #DIV/0!
292 | #DIV/0! | #DIV/0! | #DIV/0! | #DIV/0! | #DIV/0! | #DIV/0!
293 | #DIV/0! | #DIV/0! | #DIV/0! | #DIV/0! | #DIV/0! | #DIV/0!
294 | #DIV/0! | #DIV/0! | #DIV/0! | #DIV/0! | #DIV/0! | #DIV/0!
295 | #DIV/0! | #DIV/0! | #DIV/0! | #DIV/0! | #DIV/0! | #DIV/0!
296 | #DIV/0! | #DIV/0! | #DIV/0! | #DIV/0! | #DIV/0! | #DIV/0!
297 | #DIV/0! | #DIV/0! | #DIV/0! | #DIV/0! | #DIV/0! | #DIV/0!
298 | #DIV/0! | #DIV/0! | #DIV/0! | #DIV/0! | #DIV/0! | #DIV/0!
299 | #DIV/0! | #DIV/0! | #DIV/0! | #DIV/0! | #DIV/0! | #DIV/0!
300 | #DIV/0! | #DIV/0! | #DIV/0! | #DIV/0! | #DIV/0! | #DIV/0!
301 | #DIV/0! | #DIV/0! | #DIV/0! | #DIV/0! | #DIV/0! | #DIV/0!
302 | #DIV/0! | #DIV/0! | #DIV/0! | #DIV/0! | #DIV/0! | #DIV/0!
303 | #DIV/0! | #DIV/0! | #DIV/0! | #DIV/0! | #DIV/0! | #DIV/0!
304 | #DIV/0! | #DIV/0! | #DIV/0! | #DIV/0! | #DIV/0! | #DIV/0!
305 | #DIV/0! | #DIV/0! | #DIV/0! | #DIV/0! | #DIV/0! | #DIV/0!
306 | #DIV/0! | #DIV/0! | #DIV/0! | #DIV/0! | #DIV/0! | #DIV/0!
307 | #DIV/0! | #DIV/0! | #DIV/0! | #DIV/0! | #DIV/0! | #DIV/0!
308 | #DIV/0! | #DIV/0! | #DIV/0! | #DIV/0! | #DIV/0! | #DIV/0!
309 | #DIV/0! | #DIV/0! | #DIV/0! | #DIV/0! | #DIV/0! | #DIV/0!
310 | #DIV/0! | #DIV/0! | #DIV/0! | #DIV/0! | #DIV/0! | #DIV/0!
311 | #DIV/0! | #DIV/0! | #DIV/0! | #DIV/0! | #DIV/0! | #DIV/0!
312 | #DIV/0! | #DIV/0! | #DIV/0! | #DIV/0! | #DIV/0! | #DIV/0!
313 | #DIV/0! | #DIV/0! | #DIV/0! | #DIV/0! | #DIV/0! | #DIV/0!
314 | #DIV/0! | #DIV/0! | #DIV/0! | #DIV/0! | #DIV/0! | #DIV/0!
315 | #DIV/0! | #DIV/0! | #DIV/0! | #DIV/0! | #DIV/0! | #DIV/0!
316 | #DIV/0! | #DIV/0! | #DIV/0! | #DIV/0! | #DIV/0! | #DIV/0!
317 | #DIV/0! | #DIV/0! | #DIV/0! | #DIV/0! | #DIV/0! | #DIV/0!
318 | #DIV/0! | #DIV/0! | #DIV/0! | #DIV/0! | #DIV/0! | #DIV/0!
319 | #DIV/0! | #DIV/0! | #DIV/0! | #DIV/0! | #DIV/0! | #DIV/0!
320 | #DIV/0! | #DIV/0! | #DIV/0! | #DIV/0! | #DIV/0! | #DIV/0!
321 | #DIV/0! | #DIV/0! | #DIV/0! | #DIV/0! | #DIV/0! | #DIV/0!
322 | #DIV/0! | #DIV/0! | #DIV/0! | #DIV/0! | #DIV/0! | #DIV/0!
323 | #DIV/0! | #DIV/0! | #DIV/0! | #DIV/0! | #DIV/0! | #DIV/0!
324 | #DIV/0! | #DIV/0! | #DIV/0! | #DIV/0! | #DIV/0! | #DIV/0!
325 | #DIV/0! | #DIV/0! | #DIV/0! | #DIV/0! | #DIV/0! | #DIV/0!
326 | #DIV/0! | #DIV/0! | #DIV/0! | #DIV/0! | #DIV/0! | #DIV/0!
327 | #DIV/0! | #DIV/0! | #DIV/0! | #DIV/0! | #DIV/0! | #DIV/0!
328 | #DIV/0! | #DIV/0! | #DIV/0! | #DIV/0! | #DIV/0! | #DIV/0!
329 | #DIV/0! | #DIV/0! | #DIV/0! | #DIV/0! | #DIV/0! | #DIV/0!
330 | #DIV/0! | #DIV/0! | #DIV/0! | #DIV/0! | #DIV/0! | #DIV/0!
331 | #DIV/0! | #DIV/0! | #DIV/0! | #DIV/0! | #DIV/0! | #DIV/0!
332 | #DIV/0! | #DIV/0! | #DIV/0! | #DIV/0! | #DIV/0! | #DIV/0!
333 | #DIV/0! | #DIV/0! | #DIV/0! | #DIV/0! | #DIV/0! | #DIV/0!
334 | #DIV/0! | #DIV/0! | #DIV/0! | #DIV/0! | #DIV/0! | #DIV/0!
335 | #DIV/0! | #DIV/0! | #DIV/0! | #DIV/0! | #DIV/0! | #DIV/0!
336 | #DIV/0! | #DIV/0! | #DIV/0! | #DIV/0! | #DIV/0! | #DIV/0!
337 | #DIV/0! | #DIV/0! | #DIV/0! | #DIV/0! | #DIV/0! | #DIV/0!
338 | #DIV/0! | #DIV/0! | #DIV/0! | #DIV/0! | #DIV/0! | #DIV/0!
339 | #DIV/0! | #DIV/0! | #DIV/0! | #DIV/0! | #DIV/0! | #DIV/0!
340 | #DIV/0! | #DIV/0! | #DIV/0! | #DIV/0! | #DIV/0! | #DIV/0!
341 | #DIV/0! | #DIV/0! | #DIV/0! | #DIV/0! | #DIV/0! | #DIV/0!
342 | #DIV/0! | #DIV/0! | #DIV/0! | #DIV/0! | #DIV/0! | #DIV/0!
343 | #DIV/0! | #DIV/0! | #DIV/0! | #DIV/0! | #DIV/0! | #DIV/0!
344 | #DIV/0! | #DIV/0! | #DIV/0! | #DIV/0! | #DIV/0! | #DIV/0!
345 | #DIV/0! | #DIV/0! | #DIV/0! | #DIV/0! | #DIV/0! | #DIV/0!
346 | #DIV/0! | #DIV/0! | #DIV/0! | #DIV/0! | #DIV/0! | #DIV/0!
347 | #DIV/0! | #DIV/0! | #DIV/0! | #DIV/0! | #DIV/0! | #DIV/0!
348 | #DIV/0! | #DIV/0! | #DIV/0! | #DIV/0! | #DIV/0! | #DIV/0!
349 | #DIV/0! | #DIV/0! | #DIV/0! | #DIV/0! | #DIV/0! | #DIV/0!
350 | #DIV/0! | #DIV/0! | #DIV/0! | #DIV/0! | #DIV/0! | #DIV/0!
351 | #DIV/0! | #DIV/0! | #DIV/0! | #DIV/0! | #DIV/0! | #DIV/0!
352 | #DIV/0! | #DIV/0! | #DIV/0! | #DIV/0! | #DIV/0! | #DIV/0!
353 | #DIV/0! | #DIV/0! | #DIV/0! | #DIV/0! | #DIV/0! | #DIV/0!
354 | #DIV/0! | #DIV/0! | #DIV/0! | #DIV/0! | #DIV/0! | #DIV/0!
355 | #DIV/0! | #DIV/0! | #DIV/0! | #DIV/0! | #DIV/0! | #DIV/0!
356 | #DIV/0! | #DIV/0! | #DIV/0! | #DIV/0! | #DIV/0! | #DIV/0!
357 | #DIV/0! | #DIV/0! | #DIV/0! | #DIV/0! | #DIV/0! | #DIV/0!
358 | #DIV/0! | #DIV/0! | #DIV/0! | #DIV/0! | #DIV/0! | #DIV/0!
359 | #DIV/0! | #DIV/0! | #DIV/0! | #DIV/0! | #DIV/0! | #DIV/0!
360 | #DIV/0! | #DIV/0! | #DIV/0! | #DIV/0! | #DIV/0! | #DIV/0!
361 | #DIV/0! | #DIV/0! | #DIV/0! | #DIV/0! | #DIV/0! | #DIV/0!
362 | #DIV/0! | #DIV/0! | #DIV/0! | #DIV/0! | #DIV/0! | #DIV/0!
363 | #DIV/0! | #DIV/0! | #DIV/0! | #DIV/0! | #DIV/0! | #DIV/0!
364 | #DIV/0! | #DIV/0! | #DIV/0! | #DIV/0! | #DIV/0! | #DIV/0!
365 | #DIV/0! | #DIV/0! | #DIV/0! | #DIV/0! | #DIV/0! | #DIV/0!
366 | #DIV/0! | #DIV/0! | #DIV/0! | #DIV/0! | #DIV/0! | #DIV/0!
367 | #DIV/0! | #DIV/0! | #DIV/0! | #DIV/0! | #DIV/0! | #DIV/0!
368 | #DIV/0! | #DIV/0! | #DIV/0! | #DIV/0! | #DIV/0! | #DIV/0!
369 | #DIV/0! | #DIV/0! | #DIV/0! | #DIV/0! | #DIV/0! | #DIV/0!
370 | #DIV/0! | #DIV/0! | #DIV/0! | #DIV/0! | #DIV/0! | #DIV/0!
371 | #DIV/0! | #DIV/0! | #DIV/0! | #DIV/0! | #DIV/0! | #DIV/0!
372 | #DIV/0! | #DIV/0! | #DIV/0! | #DIV/0! | #DIV/0! | #DIV/0!
373 | #DIV/0! | #DIV/0! | #DIV/0! | #DIV/0! | #DIV/0! | #DIV/0!
374 | #DIV/0! | #DIV/0! | #DIV/0! | #DIV/0! | #DIV/0! | #DIV/0!
375 | #DIV/0! | #DIV/0! | #DIV/0! | #DIV/0! | #DIV/0! | #DIV/0!
376 | #DIV/0! | #DIV/0! | #DIV/0! | #DIV/0! | #DIV/0! | #DIV/0!
377 | #DIV/0! | #DIV/0! | #DIV/0! | #DIV/0! | #DIV/0! | #DIV/0!
378 | #DIV/0! | #DIV/0! | #DIV/0! | #DIV/0! | #DIV/0! | #DIV/0!
379 | #DIV/0! | #DIV/0! | #DIV/0! | #DIV/0! | #DIV/0! | #DIV/0!
380 | #DIV/0! | #DIV/0! | #DIV/0! | #DIV/0! | #DIV/0! | #DIV/0!
381 | #DIV/0! | #DIV/0! | #DIV/0! | #DIV/0! | #DIV/0! | #DIV/0!
382 | #DIV/0! | #DIV/0! | #DIV/0! | #DIV/0! | #DIV/0! | #DIV/0!
383 | #DIV/0! | #DIV/0! | #DIV/0! | #DIV/0! | #DIV/0! | #DIV/0!
384 | #DIV/0! | #DIV/0! | #DIV/0! | #DIV/0! | #DIV/0! | #DIV/0!
385 | #DIV/0! | #DIV/0! | #DIV/0! | #DIV/0! | #DIV/0! | #DIV/0!
386 | #DIV/0! | #DIV/0! | #DIV/0! | #DIV/0! | #DIV/0! | #DIV/0!
387 | #DIV/0! | #DIV/0! | #DIV/0! | #DIV/0! | #DIV/0! | #DIV/0!
388 | #DIV/0! | #DIV/0! | #DIV/0! | #DIV/0! | #DIV/0! | #DIV/0!
389 | #DIV/0! | #DIV/0! | #DIV/0! | #DIV/0! | #DIV/0! | #DIV/0!
390 | #DIV/0! | #DIV/0! | #DIV/0! | #DIV/0! | #DIV/0! | #DIV/0!
391 | #DIV/0! | #DIV/0! | #DIV/0! | #DIV/0! | #DIV/0! | #DIV/0!
392 | #DIV/0! | #DIV/0! | #DIV/0! | #DIV/0! | #DIV/0! | #DIV/0!
393 | #DIV/0! | #DIV/0! | #DIV/0! | #DIV/0! | #DIV/0! | #DIV/0!
394 | #DIV/0! | #DIV/0! | #DIV/0! | #DIV/0! | #DIV/0! | #DIV/0!
395 | #DIV/0! | #DIV/0! | #DIV/0! | #DIV/0! | #DIV/0! | #DIV/0!
396 | #DIV/0! | #DIV/0! | #DIV/0! | #DIV/0! | #DIV/0! | #DIV/0!
397 | #DIV/0! | #DIV/0! | #DIV/0! | #DIV/0! | #DIV/0! | #DIV/0!
398 | #DIV/0! | #DIV/0! | #DIV/0! | #DIV/0! | #DIV/0! | #DIV/0!
399 | #DIV/0! | #DIV/0! | #DIV/0! | #DIV/0! | #DIV/0! | #DIV/0!
400 | #DIV/0! | #DIV/0! | #DIV/0! | #DIV/0! | #DIV/0! | #DIV/0!
401 | #DIV/0! | #DIV/0! | #DIV/0! | #DIV/0! | #DIV/0! | #DIV/0!
402 | #DIV/0! | #DIV/0! | #DIV/0! | #DIV/0! | #DIV/0! | #DIV/0!
403 | #DIV/0! | #DIV/0! | #DIV/0! | #DIV/0! | #DIV/0! | #DIV/0!
404 | #DIV/0! | #DIV/0! | #DIV/0! | #DIV/0! | #DIV/0! | #DIV/0!
405 | #DIV/0! | #DIV/0! | #DIV/0! | #DIV/0! | #DIV/0! | #DIV/0!
406 | #DIV/0! | #DIV/0! | #DIV/0! | #DIV/0! | #DIV/0! | #DIV/0!
407 | #DIV/0! | #DIV/0! | #DIV/0! | #DIV/0! | #DIV/0! | #DIV/0!
408 | #DIV/0! | #DIV/0! | #DIV/0! | #DIV/0! | #DIV/0! | #DIV/0!
409 | #DIV/0! | #DIV/0! | #DIV/0! | #DIV/0! | #DIV/0! | #DIV/0!
410 | #DIV/0! | #DIV/0! | #DIV/0! | #DIV/0! | #DIV/0! | #DIV/0!
411 | #DIV/0! | #DIV/0! | #DIV/0! | #DIV/0! | #DIV/0! | #DIV/0!
412 | #DIV/0! | #DIV/0! | #DIV/0! | #DIV/0! | #DIV/0! | #DIV/0!
413 | #DIV/0! | #DIV/0! | #DIV/0! | #DIV/0! | #DIV/0! | #DIV/0!
414 | #DIV/0! | #DIV/0! | #DIV/0! | #DIV/0! | #DIV/0! | #DIV/0!
415 | #DIV/0! | #DIV/0! | #DIV/0! | #DIV/0! | #DIV/0! | #DIV/0!
416 | #DIV/0! | #DIV/0! | #DIV/0! | #DIV/0! | #DIV/0! | #DIV/0!
417 | #DIV/0! | #DIV/0! | #DIV/0! | #DIV/0! | #DIV/0! | #DIV/0!
418 | #DIV/0! | #DIV/0! | #DIV/0! | #DIV/0! | #DIV/0! | #DIV/0!
419 | #DIV/0! | #DIV/0! | #DIV/0! | #DIV/0! | #DIV/0! | #DIV/0!
420 | #DIV/0! | #DIV/0! | #DIV/0! | #DIV/0! | #DIV/0! | #DIV/0!
421 | #DIV/0! | #DIV/0! | #DIV/0! | #DIV/0! | #DIV/0! | #DIV/0!
422 | #DIV/0! | #DIV/0! | #DIV/0! | #DIV/0! | #DIV/0! | #DIV/0!
423 | #DIV/0! | #DIV/0! | #DIV/0! | #DIV/0! | #DIV/0! | #DIV/0!
424 | #DIV/0! | #DIV/0! | #DIV/0! | #DIV/0! | #DIV/0! | #DIV/0!
425 | #DIV/0! | #DIV/0! | #DIV/0! | #DIV/0! | #DIV/0! | #DIV/0!
426 | #DIV/0! | #DIV/0! | #DIV/0! | #DIV/0! | #DIV/0! | #DIV/0!
427 | #DIV/0! | #DIV/0! | #DIV/0! | #DIV/0! | #DIV/0! | #DIV/0!
428 | #DIV/0! | #DIV/0! | #DIV/0! | #DIV/0! | #DIV/0! | #DIV/0!
429 | #DIV/0! | #DIV/0! | #DIV/0! | #DIV/0! | #DIV/0! | #DIV/0!
430 | #DIV/0! | #DIV/0! | #DIV/0! | #DIV/0! | #DIV/0! | #DIV/0!
431 | #DIV/0! | #DIV/0! | #DIV/0! | #DIV/0! | #DIV/0! | #DIV/0!
432 | #DIV/0! | #DIV/0! | #DIV/0! | #DIV/0! | #DIV/0! | #DIV/0!
433 | #DIV/0! | #DIV/0! | #DIV/0! | #DIV/0! | #DIV/0! | #DIV/0!
434 | #DIV/0! | #DIV/0! | #DIV/0! | #DIV/0! | #DIV/0! | #DIV/0!
435 | #DIV/0! | #DIV/0! | #DIV/0! | #DIV/0! | #DIV/0! | #DIV/0!
436 | #DIV/0! | #DIV/0! | #DIV/0! | #DIV/0! | #DIV/0! | #DIV/0!
437 | #DIV/0! | #DIV/0! | #DIV/0! | #DIV/0! | #DIV/0! | #DIV/0!
438 | #DIV/0! | #DIV/0! | #DIV/0! | #DIV/0! | #DIV/0! | #DIV/0!
439 | #DIV/0! | #DIV/0! | #DIV/0! | #DIV/0! | #DIV/0! | #DIV/0!
440 | #DIV/0! | #DIV/0! | #DIV/0! | #DIV/0! | #DIV/0! | #DIV/0!
441 | #DIV/0! | #DIV/0! | #DIV/0! | #DIV/0! | #DIV/0! | #DIV/0!
442 | #DIV/0! | #DIV/0! | #DIV/0! | #DIV/0! | #DIV/0! | #DIV/0!
443 | #DIV/0! | #DIV/0! | #DIV/0! | #DIV/0! | #DIV/0! | #DIV/0!
444 | #DIV/0! | #DIV/0! | #DIV/0! | #DIV/0! | #DIV/0! | #DIV/0!
445 | #DIV/0! | #DIV/0! | #DIV/0! | #DIV/0! | #DIV/0! | #DIV/0!
446 | #DIV/0! | #DIV/0! | #DIV/0! | #DIV/0! | #DIV/0! | #DIV/0!
447 | #DIV/0! | #DIV/0! | #DIV/0! | #DIV/0! | #DIV/0! | #DIV/0!
448 | #DIV/0! | #DIV/0! | #DIV/0! | #DIV/0! | #DIV/0! | #DIV/0!
449 | #DIV/0! | #DIV/0! | #DIV/0! | #DIV/0! | #DIV/0! | #DIV/0!
450 | #DIV/0! | #DIV/0! | #DIV/0! | #DIV/0! | #DIV/0! | #DIV/0!
451 | #DIV/0! | #DIV/0! | #DIV/0! | #DIV/0! | #DIV/0! | #DIV/0!
452 | #DIV/0! | #DIV/0! | #DIV/0! | #DIV/0! | #DIV/0! | #DIV/0!
453 | #DIV/0! | #DIV/0! | #DIV/0! | #DIV/0! | #DIV/0! | #DIV/0!
454 | #DIV/0! | #DIV/0! | #DIV/0! | #DIV/0! | #DIV/0! | #DIV/0!
455 | #DIV/0! | #DIV/0! | #DIV/0! | #DIV/0! | #DIV/0! | #DIV/0!
456 | #DIV/0! | #DIV/0! | #DIV/0! | #DIV/0! | #DIV/0! | #DIV/0!
457 | #DIV/0! | #DIV/0! | #DIV/0! | #DIV/0! | #DIV/0! | #DIV/0!
458 | #DIV/0! | #DIV/0! | #DIV/0! | #DIV/0! | #DIV/0! | #DIV/0!
459 | #DIV/0! | #DIV/0! | #DIV/0! | #DIV/0! | #DIV/0! | #DIV/0!
460 | #DIV/0! | #DIV/0! | #DIV/0! | #DIV/0! | #DIV/0! | #DIV/0!
461 | #DIV/0! | #DIV/0! | #DIV/0! | #DIV/0! | #DIV/0! | #DIV/0!
462 | #DIV/0! | #DIV/0! | #DIV/0! | #DIV/0! | #DIV/0! | #DIV/0!
463 | #DIV/0! | #DIV/0! | #DIV/0! | #DIV/0! | #DIV/0! | #DIV/0!
464 | #DIV/0! | #DIV/0! | #DIV/0! | #DIV/0! | #DIV/0! | #DIV/0!
465 | #DIV/0! | #DIV/0! | #DIV/0! | #DIV/0! | #DIV/0! | #DIV/0!
466 | #DIV/0! | #DIV/0! | #DIV/0! | #DIV/0! | #DIV/0! | #DIV/0!
467 | #DIV/0! | #DIV/0! | #DIV/0! | #DIV/0! | #DIV/0! | #DIV/0!
468 | #DIV/0! | #DIV/0! | #DIV/0! | #DIV/0! | #DIV/0! | #DIV/0!
469 | #DIV/0! | #DIV/0! | #DIV/0! | #DIV/0! | #DIV/0! | #DIV/0!
470 | #DIV/0! | #DIV/0! | #DIV/0! | #DIV/0! | #DIV/0! | #DIV/0!
471 | #DIV/0! | #DIV/0! | #DIV/0! | #DIV/0! | #DIV/0! | #DIV/0!
472 | #DIV/0! | #DIV/0! | #DIV/0! | #DIV/0! | #DIV/0! | #DIV/0!
473 | #DIV/0! | #DIV/0! | #DIV/0! | #DIV/0! | #DIV/0! | #DIV/0!
474 | #DIV/0! | #DIV/0! | #DIV/0! | #DIV/0! | #DIV/0! | #DIV/0!
475 | #DIV/0! | #DIV/0! | #DIV/0! | #DIV/0! | #DIV/0! | #DIV/0!
476 | #DIV/0! | #DIV/0! | #DIV/0! | #DIV/0! | #DIV/0! | #DIV/0!
477 | #DIV/0! | #DIV/0! | #DIV/0! | #DIV/0! | #DIV/0! | #DIV/0!
478 | #DIV/0! | #DIV/0! | #DIV/0! | #DIV/0! | #DIV/0! | #DIV/0!
479 | #DIV/0! | #DIV/0! | #DIV/0! | #DIV/0! | #DIV/0! | #DIV/0!
480 | #DIV/0! | #DIV/0! | #DIV/0! | #DIV/0! | #DIV/0! | #DIV/0!
481 | #DIV/0! | #DIV/0! | #DIV/0! | #DIV/0! | #DIV/0! | #DIV/0!
482 | #DIV/0! | #DIV/0! | #DIV/0! | #DIV/0! | #DIV/0! | #DIV/0!
483 | #DIV/0! | #DIV/0! | #DIV/0! | #DIV/0! | #DIV/0! | #DIV/0!
484 | #DIV/0! | #DIV/0! | #DIV/0! | #DIV/0! | #DIV/0! | #DIV/0!
485 | #DIV/0! | #DIV/0! | #DIV/0! | #DIV/0! | #DIV/0! | #DIV/0!
486 | #DIV/0! | #DIV/0! | #DIV/0! | #DIV/0! | #DIV/0! | #DIV/0!
487 | #DIV/0! | #DIV/0! | #DIV/0! | #DIV/0! | #DIV/0! | #DIV/0!
488 | #DIV/0! | #DIV/0! | #DIV/0! | #DIV/0! | #DIV/0! | #DIV/0!
489 | #DIV/0! | #DIV/0! | #DIV/0! | #DIV/0! | #DIV/0! | #DIV/0!
490 | #DIV/0! | #DIV/0! | #DIV/0! | #DIV/0! | #DIV/0! | #DIV/0!
491 | #DIV/0! | #DIV/0! | #DIV/0! | #DIV/0! | #DIV/0! | #DIV/0!
492 | #DIV/0! | #DIV/0! | #DIV/0! | #DIV/0! | #DIV/0! | #DIV/0!
493 | #DIV/0! | #DIV/0! | #DIV/0! | #DIV/0! | #DIV/0! | #DIV/0!
494 | #DIV/0! | #DIV/0! | #DIV/0! | #DIV/0! | #DIV/0! | #DIV/0!
495 | #DIV/0! | #DIV/0! | #DIV/0! | #DIV/0! | #DIV/0! | #DIV/0!
496 | #DIV/0! | #DIV/0! | #DIV/0! | #DIV/0! | #DIV/0! | #DIV/0!
497 | #DIV/0! | #DIV/0! | #DIV/0! | #DIV/0! | #DIV/0! | #DIV/0!
498 | #DIV/0! | #DIV/0! | #DIV/0! | #DIV/0! | #DIV/0! | #DIV/0!
499 | #DIV/0! | #DIV/0! | #DIV/0! | #DIV/0! | #DIV/0! | #DIV/0!
500 | #DIV/0! | #DIV/0! | #DIV/0! | #DIV/0! | #DIV/0! | #DIV/0!
501 | #DIV/0! | #DIV/0! | #DIV/0! | #DIV/0! | #DIV/0! | #DIV/0!
502 | #DIV/0! | #DIV/0! | #DIV/0! | #DIV/0! | #DIV/0! | #DIV/0!
503 | #DIV/0! | #DIV/0! | #DIV/0! | #DIV/0! | #DIV/0! | #DIV/0!
504 | #DIV/0! | #DIV/0! | #DIV/0! | #DIV/0! | #DIV/0! | #DIV/0!
505 | #DIV/0! | #DIV/0! | #DIV/0! | #DIV/0! | #DIV/0! | #DIV/0!
506 | #DIV/0! | #DIV/0! | #DIV/0! | #DIV/0! | #DIV/0! | #DIV/0!
507 | #DIV/0! | #DIV/0! | #DIV/0! | #DIV/0! | #DIV/0! | #DIV/0!
508 | #DIV/0! | #DIV/0! | #DIV/0! | #DIV/0! | #DIV/0! | #DIV/0!
509 | #DIV/0! | #DIV/0! | #DIV/0! | #DIV/0! | #DIV/0! | #DIV/0!
510 | #DIV/0! | #DIV/0! | #DIV/0! | #DIV/0! | #DIV/0! | #DIV/0!
511 | #DIV/0! | #DIV/0! | #DIV/0! | #DIV/0! | #DIV/0! | #DIV/0!
512 | #DIV/0! | #DIV/0! | #DIV/0! | #DIV/0! | #DIV/0! | #DIV/0!
513 | #DIV/0! | #DIV/0! | #DIV/0! | #DIV/0! | #DIV/0! | #DIV/0!
514 | #DIV/0! | #DIV/0! | #DIV/0! | #DIV/0! | #DIV/0! | #DIV/0!
515 | #DIV/0! | #DIV/0! | #DIV/0! | #DIV/0! | #DIV/0! | #DIV/0!
516 | #DIV/0! | #DIV/0! | #DIV/0! | #DIV/0! | #DIV/0! | #DIV/0!
517 | #DIV/0! | #DIV/0! | #DIV/0! | #DIV/0! | #DIV/0! | #DIV/0!
518 | #DIV/0! | #DIV/0! | #DIV/0! | #DIV/0! | #DIV/0! | #DIV/0!
519 | #DIV/0! | #DIV/0! | #DIV/0! | #DIV/0! | #DIV/0! | #DIV/0!
520 | #DIV/0! | #DIV/0! | #DIV/0! | #DIV/0! | #DIV/0! | #DIV/0!
521 | #DIV/0! | #DIV/0! | #DIV/0! | #DIV/0! | #DIV/0! | #DIV/0!
522 | #DIV/0! | #DIV/0! | #DIV/0! | #DIV/0! | #DIV/0! | #DIV/0!
523 | #DIV/0! | #DIV/0! | #DIV/0! | #DIV/0! | #DIV/0! | #DIV/0!
524 | #DIV/0! | #DIV/0! | #DIV/0! | #DIV/0! | #DIV/0! | #DIV/0!
525 | #DIV/0! | #DIV/0! | #DIV/0! | #DIV/0! | #DIV/0! | #DIV/0!
526 | #DIV/0! | #DIV/0! | #DIV/0! | #DIV/0! | #DIV/0! | #DIV/0!
527 | #DIV/0! | #DIV/0! | #DIV/0! | #DIV/0! | #DIV/0! | #DIV/0!
528 | #DIV/0! | #DIV/0! | #DIV/0! | #DIV/0! | #DIV/0! | #DIV/0!
529 | #DIV/0! | #DIV/0! | #DIV/0! | #DIV/0! | #DIV/0! | #DIV/0!
530 | #DIV/0! | #DIV/0! | #DIV/0! | #DIV/0! | #DIV/0! | #DIV/0!
531 | #DIV/0! | #DIV/0! | #DIV/0! | #DIV/0! | #DIV/0! | #DIV/0!
532 | #DIV/0! | #DIV/0! | #DIV/0! | #DIV/0! | #DIV/0! | #DIV/0!
533 | #DIV/0! | #DIV/0! | #DIV/0! | #DIV/0! | #DIV/0! | #DIV/0!
534 | #DIV/0! | #DIV/0! | #DIV/0! | #DIV/0! | #DIV/0! | #DIV/0!
535 | #DIV/0! | #DIV/0! | #DIV/0! | #DIV/0! | #DIV/0! | #DIV/0!
536 | #DIV/0! | #DIV/0! | #DIV/0! | #DIV/0! | #DIV/0! | #DIV/0!
537 | #DIV/0! | #DIV/0! | #DIV/0! | #DIV/0! | #DIV/0! | #DIV/0!
538 | #DIV/0! | #DIV/0! | #DIV/0! | #DIV/0! | #DIV/0! | #DIV/0!
539 | #DIV/0! | #DIV/0! | #DIV/0! | #DIV/0! | #DIV/0! | #DIV/0!
540 | #DIV/0! | #DIV/0! | #DIV/0! | #DIV/0! | #DIV/0! | #DIV/0!
541 | #DIV/0! | #DIV/0! | #DIV/0! | #DIV/0! | #DIV/0! | #DIV/0!
542 | #DIV/0! | #DIV/0! | #DIV/0! | #DIV/0! | #DIV/0! | #DIV/0!
543 | #DIV/0! | #DIV/0! | #DIV/0! | #DIV/0! | #DIV/0! | #DIV/0!
544 | #DIV/0! | #DIV/0! | #DIV/0! | #DIV/0! | #DIV/0! | #DIV/0!
545 | #DIV/0! | #DIV/0! | #DIV/0! | #DIV/0! | #DIV/0! | #DIV/0!
546 | #DIV/0! | #DIV/0! | #DIV/0! | #DIV/0! | #DIV/0! | #DIV/0!
547 | #DIV/0! | #DIV/0! | #DIV/0! | #DIV/0! | #DIV/0! | #DIV/0!
548 | #DIV/0! | #DIV/0! | #DIV/0! | #DIV/0! | #DIV/0! | #DIV/0!
549 | #DIV/0! | #DIV/0! | #DIV/0! | #DIV/0! | #DIV/0! | #DIV/0!
550 | #DIV/0! | #DIV/0! | #DIV/0! | #DIV/0! | #DIV/0! | #DIV/0!
551 | #DIV/0! | #DIV/0! | #DIV/0! | #DIV/0! | #DIV/0! | #DIV/0!
552 | #DIV/0! | #DIV/0! | #DIV/0! | #DIV/0! | #DIV/0! | #DIV/0!
553 | #DIV/0! | #DIV/0! | #DIV/0! | #DIV/0! | #DIV/0! | #DIV/0!
554 | #DIV/0! | #DIV/0! | #DIV/0! | #DIV/0! | #DIV/0! | #DIV/0!
555 | #DIV/0! | #DIV/0! | #DIV/0! | #DIV/0! | #DIV/0! | #DIV/0!
556 | #DIV/0! | #DIV/0! | #DIV/0! | #DIV/0! | #DIV/0! | #DIV/0!
557 | #DIV/0! | #DIV/0! | #DIV/0! | #DIV/0! | #DIV/0! | #DIV/0!
558 | #DIV/0! | #DIV/0! | #DIV/0! | #DIV/0! | #DIV/0! | #DIV/0!
559 | #DIV/0! | #DIV/0! | #DIV/0! | #DIV/0! | #DIV/0! | #DIV/0!
560 | #DIV/0! | #DIV/0! | #DIV/0! | #DIV/0! | #DIV/0! | #DIV/0!
561 | #DIV/0! | #DIV/0! | #DIV/0! | #DIV/0! | #DIV/0! | #DIV/0!
562 | #DIV/0! | #DIV/0! | #DIV/0! | #DIV/0! | #DIV/0! | #DIV/0!
563 | #DIV/0! | #DIV/0! | #DIV/0! | #DIV/0! | #DIV/0! | #DIV/0!
564 | #DIV/0! | #DIV/0! | #DIV/0! | #DIV/0! | #DIV/0! | #DIV/0!
565 | #DIV/0! | #DIV/0! | #DIV/0! | #DIV/0! | #DIV/0! | #DIV/0!
566 | #DIV/0! | #DIV/0! | #DIV/0! | #DIV/0! | #DIV/0! | #DIV/0!
567 | #DIV/0! | #DIV/0! | #DIV/0! | #DIV/0! | #DIV/0! | #DIV/0!
568 | #DIV/0! | #DIV/0! | #DIV/0! | #DIV/0! | #DIV/0! | #DIV/0!
569 | #DIV/0! | #DIV/0! | #DIV/0! | #DIV/0! | #DIV/0! | #DIV/0!
570 | #DIV/0! | #DIV/0! | #DIV/0! | #DIV/0! | #DIV/0! | #DIV/0!
571 | #DIV/0! | #DIV/0! | #DIV/0! | #DIV/0! | #DIV/0! | #DIV/0!
572 | #DIV/0! | #DIV/0! | #DIV/0! | #DIV/0! | #DIV/0! | #DIV/0!
573 | #DIV/0! | #DIV/0! | #DIV/0! | #DIV/0! | #DIV/0! | #DIV/0!
574 | #DIV/0! | #DIV/0! | #DIV/0! | #DIV/0! | #DIV/0! | #DIV/0!
575 | #DIV/0! | #DIV/0! | #DIV/0! | #DIV/0! | #DIV/0! | #DIV/0!
576 | #DIV/0! | #DIV/0! | #DIV/0! | #DIV/0! | #DIV/0! | #DIV/0!
577 | #DIV/0! | #DIV/0! | #DIV/0! | #DIV/0! | #DIV/0! | #DIV/0!
578 | #DIV/0! | #DIV/0! | #DIV/0! | #DIV/0! | #DIV/0! | #DIV/0!
579 | #DIV/0! | #DIV/0! | #DIV/0! | #DIV/0! | #DIV/0! | #DIV/0!
580 | #DIV/0! | #DIV/0! | #DIV/0! | #DIV/0! | #DIV/0! | #DIV/0!
581 | #DIV/0! | #DIV/0! | #DIV/0! | #DIV/0! | #DIV/0! | #DIV/0!
582 | #DIV/0! | #DIV/0! | #DIV/0! | #DIV/0! | #DIV/0! | #DIV/0!
583 | #DIV/0! | #DIV/0! | #DIV/0! | #DIV/0! | #DIV/0! | #DIV/0!
584 | #DIV/0! | #DIV/0! | #DIV/0! | #DIV/0! | #DIV/0! | #DIV/0!
585 | #DIV/0! | #DIV/0! | #DIV/0! | #DIV/0! | #DIV/0! | #DIV/0!
586 | #DIV/0! | #DIV/0! | #DIV/0! | #DIV/0! | #DIV/0! | #DIV/0!
587 | #DIV/0! | #DIV/0! | #DIV/0! | #DIV/0! | #DIV/0! | #DIV/0!
588 | #DIV/0! | #DIV/0! | #DIV/0! | #DIV/0! | #DIV/0! | #DIV/0!
589 | #DIV/0! | #DIV/0! | #DIV/0! | #DIV/0! | #DIV/0! | #DIV/0!
590 | #DIV/0! | #DIV/0! | #DIV/0! | #DIV/0! | #DIV/0! | #DIV/0!
591 | #DIV/0! | #DIV/0! | #DIV/0! | #DIV/0! | #DIV/0! | #DIV/0!
592 | #DIV/0! | #DIV/0! | #DIV/0! | #DIV/0! | #DIV/0! | #DIV/0!
593 | #DIV/0! | #DIV/0! | #DIV/0! | #DIV/0! | #DIV/0! | #DIV/0!
594 | #DIV/0! | #DIV/0! | #DIV/0! | #DIV/0! | #DIV/0! | #DIV/0!
595 | #DIV/0! | #DIV/0! | #DIV/0! | #DIV/0! | #DIV/0! | #DIV/0!
596 | #DIV/0! | #DIV/0! | #DIV/0! | #DIV/0! | #DIV/0! | #DIV/0!
597 | #DIV/0! | #DIV/0! | #DIV/0! | #DIV/0! | #DIV/0! | #DIV/0!
598 | #DIV/0! | #DIV/0! | #DIV/0! | #DIV/0! | #DIV/0! | #DIV/0!
599 | #DIV/0! | #DIV/0! | #DIV/0! | #DIV/0! | #DIV/0! | #DIV/0!
600 | #DIV/0! | #DIV/0! | #DIV/0! | #DIV/0! | #DIV/0! | #DIV/0!
601 | #DIV/0! | #DIV/0! | #DIV/0! | #DIV/0! | #DIV/0! | #DIV/0!
602 | #DIV/0! | #DIV/0! | #DIV/0! | #DIV/0! | #DIV/0! | #DIV/0!
603 | #DIV/0! | #DIV/0! | #DIV/0! | #DIV/0! | #DIV/0! | #DIV/0!
604 | #DIV/0! | #DIV/0! | #DIV/0! | #DIV/0! | #DIV/0! | #DIV/0!
605 | #DIV/0! | #DIV/0! | #DIV/0! | #DIV/0! | #DIV/0! | #DIV/0!
606 | #DIV/0! | #DIV/0! | #DIV/0! | #DIV/0! | #DIV/0! | #DIV/0!
607 | #DIV/0! | #DIV/0! | #DIV/0! | #DIV/0! | #DIV/0! | #DIV/0!
608 | #DIV/0! | #DIV/0! | #DIV/0! | #DIV/0! | #DIV/0! | #DIV/0!
609 | #DIV/0! | #DIV/0! | #DIV/0! | #DIV/0! | #DIV/0! | #DIV/0!
610 | #DIV/0! | #DIV/0! | #DIV/0! | #DIV/0! | #DIV/0! | #DIV/0!
611 | #DIV/0! | #DIV/0! | #DIV/0! | #DIV/0! | #DIV/0! | #DIV/0!
612 | #DIV/0! | #DIV/0! | #DIV/0! | #DIV/0! | #DIV/0! | #DIV/0!
613 | #DIV/0! | #DIV/0! | #DIV/0! | #DIV/0! | #DIV/0! | #DIV/0!
614 | #DIV/0! | #DIV/0! | #DIV/0! | #DIV/0! | #DIV/0! | #DIV/0!
615 | #DIV/0! | #DIV/0! | #DIV/0! | #DIV/0! | #DIV/0! | #DIV/0!
616 | #DIV/0! | #DIV/0! | #DIV/0! | #DIV/0! | #DIV/0! | #DIV/0!
617 | #DIV/0! | #DIV/0! | #DIV/0! | #DIV/0! | #DIV/0! | #DIV/0!
618 | #DIV/0! | #DIV/0! | #DIV/0! | #DIV/0! | #DIV/0! | #DIV/0!
619 | #DIV/0! | #DIV/0! | #DIV/0! | #DIV/0! | #DIV/0! | #DIV/0!
620 | #DIV/0! | #DIV/0! | #DIV/0! | #DIV/0! | #DIV/0! | #DIV/0!
621 | #DIV/0! | #DIV/0! | #DIV/0! | #DIV/0! | #DIV/0! | #DIV/0!
622 | #DIV/0! | #DIV/0! | #DIV/0! | #DIV/0! | #DIV/0! | #DIV/0!
623 | #DIV/0! | #DIV/0! | #DIV/0! | #DIV/0! | #DIV/0! | #DIV/0!
624 | #DIV/0! | #DIV/0! | #DIV/0! | #DIV/0! | #DIV/0! | #DIV/0!
625 | #DIV/0! | #DIV/0! | #DIV/0! | #DIV/0! | #DIV/0! | #DIV/0!
626 | #DIV/0! | #DIV/0! | #DIV/0! | #DIV/0! | #DIV/0! | #DIV/0!
627 | #DIV/0! | #DIV/0! | #DIV/0! | #DIV/0! | #DIV/0! | #DIV/0!
628 | #DIV/0! | #DIV/0! | #DIV/0! | #DIV/0! | #DIV/0! | #DIV/0!
629 | #DIV/0! | #DIV/0! | #DIV/0! | #DIV/0! | #DIV/0! | #DIV/0!
630 | #DIV/0! | #DIV/0! | #DIV/0! | #DIV/0! | #DIV/0! | #DIV/0!
631 | #DIV/0! | #DIV/0! | #DIV/0! | #DIV/0! | #DIV/0! | #DIV/0!
632 | #DIV/0! | #DIV/0! | #DIV/0! | #DIV/0! | #DIV/0! | #DIV/0!
633 | #DIV/0! | #DIV/0! | #DIV/0! | #DIV/0! | #DIV/0! | #DIV/0!
634 | #DIV/0! | #DIV/0! | #DIV/0! | #DIV/0! | #DIV/0! | #DIV/0!
635 | #DIV/0! | #DIV/0! | #DIV/0! | #DIV/0! | #DIV/0! | #DIV/0!
636 | #DIV/0! | #DIV/0! | #DIV/0! | #DIV/0! | #DIV/0! | #DIV/0!
637 | #DIV/0! | #DIV/0! | #DIV/0! | #DIV/0! | #DIV/0! | #DIV/0!
638 | #DIV/0! | #DIV/0! | #DIV/0! | #DIV/0! | #DIV/0! | #DIV/0!
639 | #DIV/0! | #DIV/0! | #DIV/0! | #DIV/0! | #DIV/0! | #DIV/0!
640 | #DIV/0! | #DIV/0! | #DIV/0! | #DIV/0! | #DIV/0! | #DIV/0!
641 | #DIV/0! | #DIV/0! | #DIV/0! | #DIV/0! | #DIV/0! | #DIV/0!
642 | #DIV/0! | #DIV/0! | #DIV/0! | #DIV/0! | #DIV/0! | #DIV/0!
643 | #DIV/0! | #DIV/0! | #DIV/0! | #DIV/0! | #DIV/0! | #DIV/0!
644 | #DIV/0! | #DIV/0! | #DIV/0! | #DIV/0! | #DIV/0! | #DIV/0!
645 | #DIV/0! | #DIV/0! | #DIV/0! | #DIV/0! | #DIV/0! | #DIV/0!
646 | #DIV/0! | #DIV/0! | #DIV/0! | #DIV/0! | #DIV/0! | #DIV/0!
647 | #DIV/0! | #DIV/0! | #DIV/0! | #DIV/0! | #DIV/0! | #DIV/0!
648 | #DIV/0! | #DIV/0! | #DIV/0! | #DIV/0! | #DIV/0! | #DIV/0!
649 | #DIV/0! | #DIV/0! | #DIV/0! | #DIV/0! | #DIV/0! | #DIV/0!
650 | #DIV/0! | #DIV/0! | #DIV/0! | #DIV/0! | #DIV/0! | #DIV/0!
651 | #DIV/0! | #DIV/0! | #DIV/0! | #DIV/0! | #DIV/0! | #DIV/0!
652 | #DIV/0! | #DIV/0! | #DIV/0! | #DIV/0! | #DIV/0! | #DIV/0!
653 | #DIV/0! | #DIV/0! | #DIV/0! | #DIV/0! | #DIV/0! | #DIV/0!
654 | #DIV/0! | #DIV/0! | #DIV/0! | #DIV/0! | #DIV/0! | #DIV/0!
655 | #DIV/0! | #DIV/0! | #DIV/0! | #DIV/0! | #DIV/0! | #DIV/0!
656 | #DIV/0! | #DIV/0! | #DIV/0! | #DIV/0! | #DIV/0! | #DIV/0!
657 | #DIV/0! | #DIV/0! | #DIV/0! | #DIV/0! | #DIV/0! | #DIV/0!
658 | #DIV/0! | #DIV/0! | #DIV/0! | #DIV/0! | #DIV/0! | #DIV/0!
659 | #DIV/0! | #DIV/0! | #DIV/0! | #DIV/0! | #DIV/0! | #DIV/0!
660 | #DIV/0! | #DIV/0! | #DIV/0! | #DIV/0! | #DIV/0! | #DIV/0!
661 | #DIV/0! | #DIV/0! | #DIV/0! | #DIV/0! | #DIV/0! | #DIV/0!
662 | #DIV/0! | #DIV/0! | #DIV/0! | #DIV/0! | #DIV/0! | #DIV/0!
663 | #DIV/0! | #DIV/0! | #DIV/0! | #DIV/0! | #DIV/0! | #DIV/0!
664 | #DIV/0! | #DIV/0! | #DIV/0! | #DIV/0! | #DIV/0! | #DIV/0!
665 | #DIV/0! | #DIV/0! | #DIV/0! | #DIV/0! | #DIV/0! | #DIV/0!
666 | #DIV/0! | #DIV/0! | #DIV/0! | #DIV/0! | #DIV/0! | #DIV/0!
667 | #DIV/0! | #DIV/0! | #DIV/0! | #DIV/0! | #DIV/0! | #DIV/0!
668 | #DIV/0! | #DIV/0! | #DIV/0! | #DIV/0! | #DIV/0! | #DIV/0!
669 | #DIV/0! | #DIV/0! | #DIV/0! | #DIV/0! | #DIV/0! | #DIV/0!
670 | #DIV/0! | #DIV/0! | #DIV/0! | #DIV/0! | #DIV/0! | #DIV/0!
671 | #DIV/0! | #DIV/0! | #DIV/0! | #DIV/0! | #DIV/0! | #DIV/0!
672 | #DIV/0! | #DIV/0! | #DIV/0! | #DIV/0! | #DIV/0! | #DIV/0!
673 | #DIV/0! | #DIV/0! | #DIV/0! | #DIV/0! | #DIV/0! | #DIV/0!
674 | #DIV/0! | #DIV/0! | #DIV/0! | #DIV/0! | #DIV/0! | #DIV/0!
675 | #DIV/0! | #DIV/0! | #DIV/0! | #DIV/0! | #DIV/0! | #DIV/0!
676 | #DIV/0! | #DIV/0! | #DIV/0! | #DIV/0! | #DIV/0! | #DIV/0!
677 | #DIV/0! | #DIV/0! | #DIV/0! | #DIV/0! | #DIV/0! | #DIV/0!
678 | #DIV/0! | #DIV/0! | #DIV/0! | #DIV/0! | #DIV/0! | #DIV/0!
679 | #DIV/0! | #DIV/0! | #DIV/0! | #DIV/0! | #DIV/0! | #DIV/0!
680 | #DIV/0! | #DIV/0! | #DIV/0! | #DIV/0! | #DIV/0! | #DIV/0!
681 | #DIV/0! | #DIV/0! | #DIV/0! | #DIV/0! | #DIV/0! | #DIV/0!
682 | #DIV/0! | #DIV/0! | #DIV/0! | #DIV/0! | #DIV/0! | #DIV/0!
683 | #DIV/0! | #DIV/0! | #DIV/0! | #DIV/0! | #DIV/0! | #DIV/0!
684 | #DIV/0! | #DIV/0! | #DIV/0! | #DIV/0! | #DIV/0! | #DIV/0!
685 | #DIV/0! | #DIV/0! | #DIV/0! | #DIV/0! | #DIV/0! | #DIV/0!
686 | #DIV/0! | #DIV/0! | #DIV/0! | #DIV/0! | #DIV/0! | #DIV/0!
687 | #DIV/0! | #DIV/0! | #DIV/0! | #DIV/0! | #DIV/0! | #DIV/0!
688 | #DIV/0! | #DIV/0! | #DIV/0! | #DIV/0! | #DIV/0! | #DIV/0!
689 | #DIV/0! | #DIV/0! | #DIV/0! | #DIV/0! | #DIV/0! | #DIV/0!
690 | #DIV/0! | #DIV/0! | #DIV/0! | #DIV/0! | #DIV/0! | #DIV/0!
691 | #DIV/0! | #DIV/0! | #DIV/0! | #DIV/0! | #DIV/0! | #DIV/0!
692 | #DIV/0! | #DIV/0! | #DIV/0! | #DIV/0! | #DIV/0! | #DIV/0!
693 | #DIV/0! | #DIV/0! | #DIV/0! | #DIV/0! | #DIV/0! | #DIV/0!
694 | #DIV/0! | #DIV/0! | #DIV/0! | #DIV/0! | #DIV/0! | #DIV/0!
695 | #DIV/0! | #DIV/0! | #DIV/0! | #DIV/0! | #DIV/0! | #DIV/0!
696 | #DIV/0! | #DIV/0! | #DIV/0! | #DIV/0! | #DIV/0! | #DIV/0!
697 | #DIV/0! | #DIV/0! | #DIV/0! | #DIV/0! | #DIV/0! | #DIV/0!
698 | #DIV/0! | #DIV/0! | #DIV/0! | #DIV/0! | #DIV/0! | #DIV/0!
699 | #DIV/0! | #DIV/0! | #DIV/0! | #DIV/0! | #DIV/0! | #DIV/0!
700 | #DIV/0! | #DIV/0! | #DIV/0! | #DIV/0! | #DIV/0! | #DIV/0!
701 | #DIV/0! | #DIV/0! | #DIV/0! | #DIV/0! | #DIV/0! | #DIV/0!
702 | #DIV/0! | #DIV/0! | #DIV/0! | #DIV/0! | #DIV/0! | #DIV/0!
703 | #DIV/0! | #DIV/0! | #DIV/0! | #DIV/0! | #DIV/0! | #DIV/0!
704 | #DIV/0! | #DIV/0! | #DIV/0! | #DIV/0! | #DIV/0! | #DIV/0!
705 | #DIV/0! | #DIV/0! | #DIV/0! | #DIV/0! | #DIV/0! | #DIV/0!
706 | #DIV/0! | #DIV/0! | #DIV/0! | #DIV/0! | #DIV/0! | #DIV/0!
707 | #DIV/0! | #DIV/0! | #DIV/0! | #DIV/0! | #DIV/0! | #DIV/0!
708 | #DIV/0! | #DIV/0! | #DIV/0! | #DIV/0! | #DIV/0! | #DIV/0!
709 | #DIV/0! | #DIV/0! | #DIV/0! | #DIV/0! | #DIV/0! | #DIV/0!
710 | #DIV/0! | #DIV/0! | #DIV/0! | #DIV/0! | #DIV/0! | #DIV/0!
711 | #DIV/0! | #DIV/0! | #DIV/0! | #DIV/0! | #DIV/0! | #DIV/0!
712 | #DIV/0! | #DIV/0! | #DIV/0! | #DIV/0! | #DIV/0! | #DIV/0!
713 | #DIV/0! | #DIV/0! | #DIV/0! | #DIV/0! | #DIV/0! | #DIV/0!
714 | #DIV/0! | #DIV/0! | #DIV/0! | #DIV/0! | #DIV/0! | #DIV/0!
715 | #DIV/0! | #DIV/0! | #DIV/0! | #DIV/0! | #DIV/0! | #DIV/0!
716 | #DIV/0! | #DIV/0! | #DIV/0! | #DIV/0! | #DIV/0! | #DIV/0!
717 | #DIV/0! | #DIV/0! | #DIV/0! | #DIV/0! | #DIV/0! | #DIV/0!
718 | #DIV/0! | #DIV/0! | #DIV/0! | #DIV/0! | #DIV/0! | #DIV/0!
719 | #DIV/0! | #DIV/0! | #DIV/0! | #DIV/0! | #DIV/0! | #DIV/0!
720 | #DIV/0! | #DIV/0! | #DIV/0! | #DIV/0! | #DIV/0! | #DIV/0!
721 | #DIV/0! | #DIV/0! | #DIV/0! | #DIV/0! | #DIV/0! | #DIV/0!
722 | #DIV/0! | #DIV/0! | #DIV/0! | #DIV/0! | #DIV/0! | #DIV/0!
723 | #DIV/0! | #DIV/0! | #DIV/0! | #DIV/0! | #DIV/0! | #DIV/0!
724 | #DIV/0! | #DIV/0! | #DIV/0! | #DIV/0! | #DIV/0! | #DIV/0!
725 | #DIV/0! | #DIV/0! | #DIV/0! | #DIV/0! | #DIV/0! | #DIV/0!
726 | #DIV/0! | #DIV/0! | #DIV/0! | #DIV/0! | #DIV/0! | #DIV/0!
727 | #DIV/0! | #DIV/0! | #DIV/0! | #DIV/0! | #DIV/0! | #DIV/0!
728 | #DIV/0! | #DIV/0! | #DIV/0! | #DIV/0! | #DIV/0! | #DIV/0!
729 | #DIV/0! | #DIV/0! | #DIV/0! | #DIV/0! | #DIV/0! | #DIV/0!
730 | #DIV/0! | #DIV/0! | #DIV/0! | #DIV/0! | #DIV/0! | #DIV/0!
731 | #DIV/0! | #DIV/0! | #DIV/0! | #DIV/0! | #DIV/0! | #DIV/0!
732 | #DIV/0! | #DIV/0! | #DIV/0! | #DIV/0! | #DIV/0! | #DIV/0!
733 | #DIV/0! | #DIV/0! | #DIV/0! | #DIV/0! | #DIV/0! | #DIV/0!
734 | #DIV/0! | #DIV/0! | #DIV/0! | #DIV/0! | #DIV/0! | #DIV/0!
735 | #DIV/0! | #DIV/0! | #DIV/0! | #DIV/0! | #DIV/0! | #DIV/0!
736 | #DIV/0! | #DIV/0! | #DIV/0! | #DIV/0! | #DIV/0! | #DIV/0!
737 | #DIV/0! | #DIV/0! | #DIV/0! | #DIV/0! | #DIV/0! | #DIV/0!
738 | #DIV/0! | #DIV/0! | #DIV/0! | #DIV/0! | #DIV/0! | #DIV/0!
739 | #DIV/0! | #DIV/0! | #DIV/0! | #DIV/0! | #DIV/0! | #DIV/0!
740 | #DIV/0! | #DIV/0! | #DIV/0! | #DIV/0! | #DIV/0! | #DIV/0!
741 | #DIV/0! | #DIV/0! | #DIV/0! | #DIV/0! | #DIV/0! | #DIV/0!
742 | #DIV/0! | #DIV/0! | #DIV/0! | #DIV/0! | #DIV/0! | #DIV/0!
743 | #DIV/0! | #DIV/0! | #DIV/0! | #DIV/0! | #DIV/0! | #DIV/0!
744 | #DIV/0! | #DIV/0! | #DIV/0! | #DIV/0! | #DIV/0! | #DIV/0!
745 | #DIV/0! | #DIV/0! | #DIV/0! | #DIV/0! | #DIV/0! | #DIV/0!
746 | #DIV/0! | #DIV/0! | #DIV/0! | #DIV/0! | #DIV/0! | #DIV/0!
747 | #DIV/0! | #DIV/0! | #DIV/0! | #DIV/0! | #DIV/0! | #DIV/0!
748 | #DIV/0! | #DIV/0! | #DIV/0! | #DIV/0! | #DIV/0! | #DIV/0!
749 | #DIV/0! | #DIV/0! | #DIV/0! | #DIV/0! | #DIV/0! | #DIV/0!
750 | #DIV/0! | #DIV/0! | #DIV/0! | #DIV/0! | #DIV/0! | #DIV/0!
751 | #DIV/0! | #DIV/0! | #DIV/0! | #DIV/0! | #DIV/0! | #DIV/0!
752 | #DIV/0! | #DIV/0! | #DIV/0! | #DIV/0! | #DIV/0! | #DIV/0!
753 | #DIV/0! | #DIV/0! | #DIV/0! | #DIV/0! | #DIV/0! | #DIV/0!
754 | #DIV/0! | #DIV/0! | #DIV/0! | #DIV/0! | #DIV/0! | #DIV/0!
755 | #DIV/0! | #DIV/0! | #DIV/0! | #DIV/0! | #DIV/0! | #DIV/0!
756 | #DIV/0! | #DIV/0! | #DIV/0! | #DIV/0! | #DIV/0! | #DIV/0!
757 | #DIV/0! | #DIV/0! | #DIV/0! | #DIV/0! | #DIV/0! | #DIV/0!
758 | #DIV/0! | #DIV/0! | #DIV/0! | #DIV/0! | #DIV/0! | #DIV/0!
759 | #DIV/0! | #DIV/0! | #DIV/0! | #DIV/0! | #DIV/0! | #DIV/0!
760 | #DIV/0! | #DIV/0! | #DIV/0! | #DIV/0! | #DIV/0! | #DIV/0!
761 | #DIV/0! | #DIV/0! | #DIV/0! | #DIV/0! | #DIV/0! | #DIV/0!
762 | #DIV/0! | #DIV/0! | #DIV/0! | #DIV/0! | #DIV/0! | #DIV/0!
763 | #DIV/0! | #DIV/0! | #DIV/0! | #DIV/0! | #DIV/0! | #DIV/0!
764 | #DIV/0! | #DIV/0! | #DIV/0! | #DIV/0! | #DIV/0! | #DIV/0!
765 | #DIV/0! | #DIV/0! | #DIV/0! | #DIV/0! | #DIV/0! | #DIV/0!
766 | #DIV/0! | #DIV/0! | #DIV/0! | #DIV/0! | #DIV/0! | #DIV/0!
767 | #DIV/0! | #DIV/0! | #DIV/0! | #DIV/0! | #DIV/0! | #DIV/0!
768 | #DIV/0! | #DIV/0! | #DIV/0! | #DIV/0! | #DIV/0! | #DIV/0!
769 | #DIV/0! | #DIV/0! | #DIV/0! | #DIV/0! | #DIV/0! | #DIV/0!
770 | #DIV/0! | #DIV/0! | #DIV/0! | #DIV/0! | #DIV/0! | #DIV/0!
771 | #DIV/0! | #DIV/0! | #DIV/0! | #DIV/0! | #DIV/0! | #DIV/0!
772 | #DIV/0! | #DIV/0! | #DIV/0! | #DIV/0! | #DIV/0! | #DIV/0!
773 | #DIV/0! | #DIV/0! | #DIV/0! | #DIV/0! | #DIV/0! | #DIV/0!
774 | #DIV/0! | #DIV/0! | #DIV/0! | #DIV/0! | #DIV/0! | #DIV/0!
775 | #DIV/0! | #DIV/0! | #DIV/0! | #DIV/0! | #DIV/0! | #DIV/0!
776 | #DIV/0! | #DIV/0! | #DIV/0! | #DIV/0! | #DIV/0! | #DIV/0!
777 | #DIV/0! | #DIV/0! | #DIV/0! | #DIV/0! | #DIV/0! | #DIV/0!
778 | #DIV/0! | #DIV/0! | #DIV/0! | #DIV/0! | #DIV/0! | #DIV/0!
779 | #DIV/0! | #DIV/0! | #DIV/0! | #DIV/0! | #DIV/0! | #DIV/0!
780 | #DIV/0! | #DIV/0! | #DIV/0! | #DIV/0! | #DIV/0! | #DIV/0!
781 | #DIV/0! | #DIV/0! | #DIV/0! | #DIV/0! | #DIV/0! | #DIV/0!
782 | #DIV/0! | #DIV/0! | #DIV/0! | #DIV/0! | #DIV/0! | #DIV/0!
783 | #DIV/0! | #DIV/0! | #DIV/0! | #DIV/0! | #DIV/0! | #DIV/0!
784 | #DIV/0! | #DIV/0! | #DIV/0! | #DIV/0! | #DIV/0! | #DIV/0!
785 | #DIV/0! | #DIV/0! | #DIV/0! | #DIV/0! | #DIV/0! | #DIV/0!
786 | #DIV/0! | #DIV/0! | #DIV/0! | #DIV/0! | #DIV/0! | #DIV/0!
787 | #DIV/0! | #DIV/0! | #DIV/0! | #DIV/0! | #DIV/0! | #DIV/0!
788 | #DIV/0! | #DIV/0! | #DIV/0! | #DIV/0! | #DIV/0! | #DIV/0!
789 | #DIV/0! | #DIV/0! | #DIV/0! | #DIV/0! | #DIV/0! | #DIV/0!
790 | #DIV/0! | #DIV/0! | #DIV/0! | #DIV/0! | #DIV/0! | #DIV/0!
791 | #DIV/0! | #DIV/0! | #DIV/0! | #DIV/0! | #DIV/0! | #DIV/0!
792 | #DIV/0! | #DIV/0! | #DIV/0! | #DIV/0! | #DIV/0! | #DIV/0!
793 | #DIV/0! | #DIV/0! | #DIV/0! | #DIV/0! | #DIV/0! | #DIV/0!
794 | #DIV/0! | #DIV/0! | #DIV/0! | #DIV/0! | #DIV/0! | #DIV/0!
795 | #DIV/0! | #DIV/0! | #DIV/0! | #DIV/0! | #DIV/0! | #DIV/0!
796 | #DIV/0! | #DIV/0! | #DIV/0! | #DIV/0! | #DIV/0! | #DIV/0!
797 | #DIV/0! | #DIV/0! | #DIV/0! | #DIV/0! | #DIV/0! | #DIV/0!
798 | #DIV/0! | #DIV/0! | #DIV/0! | #DIV/0! | #DIV/0! | #DIV/0!
799 | #DIV/0! | #DIV/0! | #DIV/0! | #DIV/0! | #DIV/0! | #DIV/0!
800 | #DIV/0! | #DIV/0! | #DIV/0! | #DIV/0! | #DIV/0! | #DIV/0!
801 | #DIV/0! | #DIV/0! | #DIV/0! | #DIV/0! | #DIV/0! | #DIV/0!
802 | #DIV/0! | #DIV/0! | #DIV/0! | #DIV/0! | #DIV/0! | #DIV/0!
803 | #DIV/0! | #DIV/0! | #DIV/0! | #DIV/0! | #DIV/0! | #DIV/0!
804 | #DIV/0! | #DIV/0! | #DIV/0! | #DIV/0! | #DIV/0! | #DIV/0!
805 | #DIV/0! | #DIV/0! | #DIV/0! | #DIV/0! | #DIV/0! | #DIV/0!
806 | #DIV/0! | #DIV/0! | #DIV/0! | #DIV/0! | #DIV/0! | #DIV/0!
807 | #DIV/0! | #DIV/0! | #DIV/0! | #DIV/0! | #DIV/0! | #DIV/0!
808 | #DIV/0! | #DIV/0! | #DIV/0! | #DIV/0! | #DIV/0! | #DIV/0!
809 | #DIV/0! | #DIV/0! | #DIV/0! | #DIV/0! | #DIV/0! | #DIV/0!
810 | #DIV/0! | #DIV/0! | #DIV/0! | #DIV/0! | #DIV/0! | #DIV/0!
811 | #DIV/0! | #DIV/0! | #DIV/0! | #DIV/0! | #DIV/0! | #DIV/0!
812 | #DIV/0! | #DIV/0! | #DIV/0! | #DIV/0! | #DIV/0! | #DIV/0!
813 | #DIV/0! | #DIV/0! | #DIV/0! | #DIV/0! | #DIV/0! | #DIV/0!
814 | #DIV/0! | #DIV/0! | #DIV/0! | #DIV/0! | #DIV/0! | #DIV/0!
815 | #DIV/0! | #DIV/0! | #DIV/0! | #DIV/0! | #DIV/0! | #DIV/0!
816 | #DIV/0! | #DIV/0! | #DIV/0! | #DIV/0! | #DIV/0! | #DIV/0!
817 | #DIV/0! | #DIV/0! | #DIV/0! | #DIV/0! | #DIV/0! | #DIV/0!
818 | #DIV/0! | #DIV/0! | #DIV/0! | #DIV/0! | #DIV/0! | #DIV/0!
819 | #DIV/0! | #DIV/0! | #DIV/0! | #DIV/0! | #DIV/0! | #DIV/0!
820 | #DIV/0! | #DIV/0! | #DIV/0! | #DIV/0! | #DIV/0! | #DIV/0!
821 | #DIV/0! | #DIV/0! | #DIV/0! | #DIV/0! | #DIV/0! | #DIV/0!
822 | #DIV/0! | #DIV/0! | #DIV/0! | #DIV/0! | #DIV/0! | #DIV/0!
823 | #DIV/0! | #DIV/0! | #DIV/0! | #DIV/0! | #DIV/0! | #DIV/0!
824 | #DIV/0! | #DIV/0! | #DIV/0! | #DIV/0! | #DIV/0! | #DIV/0!
825 | #DIV/0! | #DIV/0! | #DIV/0! | #DIV/0! | #DIV/0! | #DIV/0!
826 | #DIV/0! | #DIV/0! | #DIV/0! | #DIV/0! | #DIV/0! | #DIV/0!
827 | #DIV/0! | #DIV/0! | #DIV/0! | #DIV/0! | #DIV/0! | #DIV/0!
828 | #DIV/0! | #DIV/0! | #DIV/0! | #DIV/0! | #DIV/0! | #DIV/0!
829 | #DIV/0! | #DIV/0! | #DIV/0! | #DIV/0! | #DIV/0! | #DIV/0!
830 | #DIV/0! | #DIV/0! | #DIV/0! | #DIV/0! | #DIV/0! | #DIV/0!
831 | #DIV/0! | #DIV/0! | #DIV/0! | #DIV/0! | #DIV/0! | #DIV/0!
832 | #DIV/0! | #DIV/0! | #DIV/0! | #DIV/0! | #DIV/0! | #DIV/0!
833 | #DIV/0! | #DIV/0! | #DIV/0! | #DIV/0! | #DIV/0! | #DIV/0!
834 | #DIV/0! | #DIV/0! | #DIV/0! | #DIV/0! | #DIV/0! | #DIV/0!
835 | #DIV/0! | #DIV/0! | #DIV/0! | #DIV/0! | #DIV/0! | #DIV/0!
836 | #DIV/0! | #DIV/0! | #DIV/0! | #DIV/0! | #DIV/0! | #DIV/0!
837 | #DIV/0! | #DIV/0! | #DIV/0! | #DIV/0! | #DIV/0! | #DIV/0!
838 | #DIV/0! | #DIV/0! | #DIV/0! | #DIV/0! | #DIV/0! | #DIV/0!
839 | #DIV/0! | #DIV/0! | #DIV/0! | #DIV/0! | #DIV/0! | #DIV/0!
840 | #DIV/0! | #DIV/0! | #DIV/0! | #DIV/0! | #DIV/0! | #DIV/0!
841 | #DIV/0! | #DIV/0! | #DIV/0! | #DIV/0! | #DIV/0! | #DIV/0!
842 | #DIV/0! | #DIV/0! | #DIV/0! | #DIV/0! | #DIV/0! | #DIV/0!
843 | #DIV/0! | #DIV/0! | #DIV/0! | #DIV/0! | #DIV/0! | #DIV/0!
844 | #DIV/0! | #DIV/0! | #DIV/0! | #DIV/0! | #DIV/0! | #DIV/0!
845 | #DIV/0! | #DIV/0! | #DIV/0! | #DIV/0! | #DIV/0! | #DIV/0!
846 | #DIV/0! | #DIV/0! | #DIV/0! | #DIV/0! | #DIV/0! | #DIV/0!
847 | #DIV/0! | #DIV/0! | #DIV/0! | #DIV/0! | #DIV/0! | #DIV/0!
848 | #DIV/0! | #DIV/0! | #DIV/0! | #DIV/0! | #DIV/0! | #DIV/0!
849 | #DIV/0! | #DIV/0! | #DIV/0! | #DIV/0! | #DIV/0! | #DIV/0!
850 | #DIV/0! | #DIV/0! | #DIV/0! | #DIV/0! | #DIV/0! | #DIV/0!
851 | #DIV/0! | #DIV/0! | #DIV/0! | #DIV/0! | #DIV/0! | #DIV/0!
852 | #DIV/0! | #DIV/0! | #DIV/0! | #DIV/0! | #DIV/0! | #DIV/0!
853 | #DIV/0! | #DIV/0! | #DIV/0! | #DIV/0! | #DIV/0! | #DIV/0!
854 | #DIV/0! | #DIV/0! | #DIV/0! | #DIV/0! | #DIV/0! | #DIV/0!
855 | #DIV/0! | #DIV/0! | #DIV/0! | #DIV/0! | #DIV/0! | #DIV/0!
856 | #DIV/0! | #DIV/0! | #DIV/0! | #DIV/0! | #DIV/0! | #DIV/0!
857 | #DIV/0! | #DIV/0! | #DIV/0! | #DIV/0! | #DIV/0! | #DIV/0!
858 | #DIV/0! | #DIV/0! | #DIV/0! | #DIV/0! | #DIV/0! | #DIV/0!
859 | #DIV/0! | #DIV/0! | #DIV/0! | #DIV/0! | #DIV/0! | #DIV/0!
860 | #DIV/0! | #DIV/0! | #DIV/0! | #DIV/0! | #DIV/0! | #DIV/0!
861 | #DIV/0! | #DIV/0! | #DIV/0! | #DIV/0! | #DIV/0! | #DIV/0!
862 | #DIV/0! | #DIV/0! | #DIV/0! | #DIV/0! | #DIV/0! | #DIV/0!
863 | #DIV/0! | #DIV/0! | #DIV/0! | #DIV/0! | #DIV/0! | #DIV/0!
864 | #DIV/0! | #DIV/0! | #DIV/0! | #DIV/0! | #DIV/0! | #DIV/0!
865 | #DIV/0! | #DIV/0! | #DIV/0! | #DIV/0! | #DIV/0! | #DIV/0!
866 | #DIV/0! | #DIV/0! | #DIV/0! | #DIV/0! | #DIV/0! | #DIV/0!
867 | #DIV/0! | #DIV/0! | #DIV/0! | #DIV/0! | #DIV/0! | #DIV/0!
868 | #DIV/0! | #DIV/0! | #DIV/0! | #DIV/0! | #DIV/0! | #DIV/0!
869 | #DIV/0! | #DIV/0! | #DIV/0! | #DIV/0! | #DIV/0! | #DIV/0!
870 | #DIV/0! | #DIV/0! | #DIV/0! | #DIV/0! | #DIV/0! | #DIV/0!
871 | #DIV/0! | #DIV/0! | #DIV/0! | #DIV/0! | #DIV/0! | #DIV/0!
872 | #DIV/0! | #DIV/0! | #DIV/0! | #DIV/0! | #DIV/0! | #DIV/0!
873 | #DIV/0! | #DIV/0! | #DIV/0! | #DIV/0! | #DIV/0! | #DIV/0!
874 | #DIV/0! | #DIV/0! | #DIV/0! | #DIV/0! | #DIV/0! | #DIV/0!
875 | #DIV/0! | #DIV/0! | #DIV/0! | #DIV/0! | #DIV/0! | #DIV/0!
876 | #DIV/0! | #DIV/0! | #DIV/0! | #DIV/0! | #DIV/0! | #DIV/0!
877 | #DIV/0! | #DIV/0! | #DIV/0! | #DIV/0! | #DIV/0! | #DIV/0!
878 | #DIV/0! | #DIV/0! | #DIV/0! | #DIV/0! | #DIV/0! | #DIV/0!
879 | #DIV/0! | #DIV/0! | #DIV/0! | #DIV/0! | #DIV/0! | #DIV/0!
880 | #DIV/0! | #DIV/0! | #DIV/0! | #DIV/0! | #DIV/0! | #DIV/0!
881 | #DIV/0! | #DIV/0! | #DIV/0! | #DIV/0! | #DIV/0! | #DIV/0!
882 | #DIV/0! | #DIV/0! | #DIV/0! | #DIV/0! | #DIV/0! | #DIV/0!
883 | #DIV/0! | #DIV/0! | #DIV/0! | #DIV/0! | #DIV/0! | #DIV/0!
884 | #DIV/0! | #DIV/0! | #DIV/0! | #DIV/0! | #DIV/0! | #DIV/0!
885 | #DIV/0! | #DIV/0! | #DIV/0! | #DIV/0! | #DIV/0! | #DIV/0!
886 | #DIV/0! | #DIV/0! | #DIV/0! | #DIV/0! | #DIV/0! | #DIV/0!
887 | #DIV/0! | #DIV/0! | #DIV/0! | #DIV/0! | #DIV/0! | #DIV/0!
888 | #DIV/0! | #DIV/0! | #DIV/0! | #DIV/0! | #DIV/0! | #DIV/0!
889 | #DIV/0! | #DIV/0! | #DIV/0! | #DIV/0! | #DIV/0! | #DIV/0!
890 | #DIV/0! | #DIV/0! | #DIV/0! | #DIV/0! | #DIV/0! | #DIV/0!
891 | #DIV/0! | #DIV/0! | #DIV/0! | #DIV/0! | #DIV/0! | #DIV/0!
892 | #DIV/0! | #DIV/0! | #DIV/0! | #DIV/0! | #DIV/0! | #DIV/0!
893 | #DIV/0! | #DIV/0! | #DIV/0! | #DIV/0! | #DIV/0! | #DIV/0!
894 | #DIV/0! | #DIV/0! | #DIV/0! | #DIV/0! | #DIV/0! | #DIV/0!
895 | #DIV/0! | #DIV/0! | #DIV/0! | #DIV/0! | #DIV/0! | #DIV/0!
896 | #DIV/0! | #DIV/0! | #DIV/0! | #DIV/0! | #DIV/0! | #DIV/0!
897 | #DIV/0! | #DIV/0! | #DIV/0! | #DIV/0! | #DIV/0! | #DIV/0!
898 | #DIV/0! | #DIV/0! | #DIV/0! | #DIV/0! | #DIV/0! | #DIV/0!
899 | #DIV/0! | #DIV/0! | #DIV/0! | #DIV/0! | #DIV/0! | #DIV/0!
900 | #DIV/0! | #DIV/0! | #DIV/0! | #DIV/0! | #DIV/0! | #DIV/0!
901 | #DIV/0! | #DIV/0! | #DIV/0! | #DIV/0! | #DIV/0! | #DIV/0!
902 | #DIV/0! | #DIV/0! | #DIV/0! | #DIV/0! | #DIV/0! | #DIV/0!
903 | #DIV/0! | #DIV/0! | #DIV/0! | #DIV/0! | #DIV/0! | #DIV/0!
904 | #DIV/0! | #DIV/0! | #DIV/0! | #DIV/0! | #DIV/0! | #DIV/0!
905 | #DIV/0! | #DIV/0! | #DIV/0! | #DIV/0! | #DIV/0! | #DIV/0!
906 | #DIV/0! | #DIV/0! | #DIV/0! | #DIV/0! | #DIV/0! | #DIV/0!
907 | #DIV/0! | #DIV/0! | #DIV/0! | #DIV/0! | #DIV/0! | #DIV/0!
908 | #DIV/0! | #DIV/0! | #DIV/0! | #DIV/0! | #DIV/0! | #DIV/0!
909 | #DIV/0! | #DIV/0! | #DIV/0! | #DIV/0! | #DIV/0! | #DIV/0!
910 | #DIV/0! | #DIV/0! | #DIV/0! | #DIV/0! | #DIV/0! | #DIV/0!
911 | #DIV/0! | #DIV/0! | #DIV/0! | #DIV/0! | #DIV/0! | #DIV/0!
912 | #DIV/0! | #DIV/0! | #DIV/0! | #DIV/0! | #DIV/0! | #DIV/0!
913 | #DIV/0! | #DIV/0! | #DIV/0! | #DIV/0! | #DIV/0! | #DIV/0!
914 | #DIV/0! | #DIV/0! | #DIV/0! | #DIV/0! | #DIV/0! | #DIV/0!
915 | #DIV/0! | #DIV/0! | #DIV/0! | #DIV/0! | #DIV/0! | #DIV/0!
916 | #DIV/0! | #DIV/0! | #DIV/0! | #DIV/0! | #DIV/0! | #DIV/0!
917 | #DIV/0! | #DIV/0! | #DIV/0! | #DIV/0! | #DIV/0! | #DIV/0!
918 | #DIV/0! | #DIV/0! | #DIV/0! | #DIV/0! | #DIV/0! | #DIV/0!
919 | #DIV/0! | #DIV/0! | #DIV/0! | #DIV/0! | #DIV/0! | #DIV/0!
920 | #DIV/0! | #DIV/0! | #DIV/0! | #DIV/0! | #DIV/0! | #DIV/0!
921 | #DIV/0! | #DIV/0! | #DIV/0! | #DIV/0! | #DIV/0! | #DIV/0!
922 | #DIV/0! | #DIV/0! | #DIV/0! | #DIV/0! | #DIV/0! | #DIV/0!
923 | #DIV/0! | #DIV/0! | #DIV/0! | #DIV/0! | #DIV/0! | #DIV/0!
924 | #DIV/0! | #DIV/0! | #DIV/0! | #DIV/0! | #DIV/0! | #DIV/0!
925 | #DIV/0! | #DIV/0! | #DIV/0! | #DIV/0! | #DIV/0! | #DIV/0!
926 | #DIV/0! | #DIV/0! | #DIV/0! | #DIV/0! | #DIV/0! | #DIV/0!
927 | #DIV/0! | #DIV/0! | #DIV/0! | #DIV/0! | #DIV/0! | #DIV/0!
928 | #DIV/0! | #DIV/0! | #DIV/0! | #DIV/0! | #DIV/0! | #DIV/0!
929 | #DIV/0! | #DIV/0! | #DIV/0! | #DIV/0! | #DIV/0! | #DIV/0!
930 | #DIV/0! | #DIV/0! | #DIV/0! | #DIV/0! | #DIV/0! | #DIV/0!
931 | #DIV/0! | #DIV/0! | #DIV/0! | #DIV/0! | #DIV/0! | #DIV/0!
932 | #DIV/0! | #DIV/0! | #DIV/0! | #DIV/0! | #DIV/0! | #DIV/0!
933 | #DIV/0! | #DIV/0! | #DIV/0! | #DIV/0! | #DIV/0! | #DIV/0!
934 | #DIV/0! | #DIV/0! | #DIV/0! | #DIV/0! | #DIV/0! | #DIV/0!
935 | #DIV/0! | #DIV/0! | #DIV/0! | #DIV/0! | #DIV/0! | #DIV/0!
936 | #DIV/0! | #DIV/0! | #DIV/0! | #DIV/0! | #DIV/0! | #DIV/0!
937 | #DIV/0! | #DIV/0! | #DIV/0! | #DIV/0! | #DIV/0! | #DIV/0!
938 | #DIV/0! | #DIV/0! | #DIV/0! | #DIV/0! | #DIV/0! | #DIV/0!
939 | #DIV/0! | #DIV/0! | #DIV/0! | #DIV/0! | #DIV/0! | #DIV/0!
940 | #DIV/0! | #DIV/0! | #DIV/0! | #DIV/0! | #DIV/0! | #DIV/0!
941 | #DIV/0! | #DIV/0! | #DIV/0! | #DIV/0! | #DIV/0! | #DIV/0!
942 | #DIV/0! | #DIV/0! | #DIV/0! | #DIV/0! | #DIV/0! | #DIV/0!
943 | #DIV/0! | #DIV/0! | #DIV/0! | #DIV/0! | #DIV/0! | #DIV/0!
944 | #DIV/0! | #DIV/0! | #DIV/0! | #DIV/0! | #DIV/0! | #DIV/0!
945 | #DIV/0! | #DIV/0! | #DIV/0! | #DIV/0! | #DIV/0! | #DIV/0!
946 | #DIV/0! | #DIV/0! | #DIV/0! | #DIV/0! | #DIV/0! | #DIV/0!
947 | #DIV/0! | #DIV/0! | #DIV/0! | #DIV/0! | #DIV/0! | #DIV/0!
948 | #DIV/0! | #DIV/0! | #DIV/0! | #DIV/0! | #DIV/0! | #DIV/0!
949 | #DIV/0! | #DIV/0! | #DIV/0! | #DIV/0! | #DIV/0! | #DIV/0!
950 | #DIV/0! | #DIV/0! | #DIV/0! | #DIV/0! | #DIV/0! | #DIV/0!
951 | #DIV/0! | #DIV/0! | #DIV/0! | #DIV/0! | #DIV/0! | #DIV/0!
952 | #DIV/0! | #DIV/0! | #DIV/0! | #DIV/0! | #DIV/0! | #DIV/0!
953 | #DIV/0! | #DIV/0! | #DIV/0! | #DIV/0! | #DIV/0! | #DIV/0!
954 | #DIV/0! | #DIV/0! | #DIV/0! | #DIV/0! | #DIV/0! | #DIV/0!
955 | #DIV/0! | #DIV/0! | #DIV/0! | #DIV/0! | #DIV/0! | #DIV/0!
956 | #DIV/0! | #DIV/0! | #DIV/0! | #DIV/0! | #DIV/0! | #DIV/0!
957 | #DIV/0! | #DIV/0! | #DIV/0! | #DIV/0! | #DIV/0! | #DIV/0!
958 | #DIV/0! | #DIV/0! | #DIV/0! | #DIV/0! | #DIV/0! | #DIV/0!
959 | #DIV/0! | #DIV/0! | #DIV/0! | #DIV/0! | #DIV/0! | #DIV/0!
960 | #DIV/0! | #DIV/0! | #DIV/0! | #DIV/0! | #DIV/0! | #DIV/0!
961 | #DIV/0! | #DIV/0! | #DIV/0! | #DIV/0! | #DIV/0! | #DIV/0!
962 | #DIV/0! | #DIV/0! | #DIV/0! | #DIV/0! | #DIV/0! | #DIV/0!
963 | #DIV/0! | #DIV/0! | #DIV/0! | #DIV/0! | #DIV/0! | #DIV/0!
964 | #DIV/0! | #DIV/0! | #DIV/0! | #DIV/0! | #DIV/0! | #DIV/0!
965 | #DIV/0! | #DIV/0! | #DIV/0! | #DIV/0! | #DIV/0! | #DIV/0!
966 | #DIV/0! | #DIV/0! | #DIV/0! | #DIV/0! | #DIV/0! | #DIV/0!
967 | #DIV/0! | #DIV/0! | #DIV/0! | #DIV/0! | #DIV/0! | #DIV/0!
968 | #DIV/0! | #DIV/0! | #DIV/0! | #DIV/0! | #DIV/0! | #DIV/0!
969 | #DIV/0! | #DIV/0! | #DIV/0! | #DIV/0! | #DIV/0! | #DIV/0!
970 | #DIV/0! | #DIV/0! | #DIV/0! | #DIV/0! | #DIV/0! | #DIV/0!
971 | #DIV/0! | #DIV/0! | #DIV/0! | #DIV/0! | #DIV/0! | #DIV/0!
972 | #DIV/0! | #DIV/0! | #DIV/0! | #DIV/0! | #DIV/0! | #DIV/0!
973 | #DIV/0! | #DIV/0! | #DIV/0! | #DIV/0! | #DIV/0! | #DIV/0!
974 | #DIV/0! | #DIV/0! | #DIV/0! | #DIV/0! | #DIV/0! | #DIV/0!
975 | #DIV/0! | #DIV/0! | #DIV/0! | #DIV/0! | #DIV/0! | #DIV/0!
976 | #DIV/0! | #DIV/0! | #DIV/0! | #DIV/0! | #DIV/0! | #DIV/0!
977 | #DIV/0! | #DIV/0! | #DIV/0! | #DIV/0! | #DIV/0! | #DIV/0!
978 | #DIV/0! | #DIV/0! | #DIV/0! | #DIV/0! | #DIV/0! | #DIV/0!
979 | #DIV/0! | #DIV/0! | #DIV/0! | #DIV/0! | #DIV/0! | #DIV/0!
980 | #DIV/0! | #DIV/0! | #DIV/0! | #DIV/0! | #DIV/0! | #DIV/0!
981 | #DIV/0! | #DIV/0! | #DIV/0! | #DIV/0! | #DIV/0! | #DIV/0!
982 | #DIV/0! | #DIV/0! | #DIV/0! | #DIV/0! | #DIV/0! | #DIV/0!
983 | #DIV/0! | #DIV/0! | #DIV/0! | #DIV/0! | #DIV/0! | #DIV/0!
984 | #DIV/0! | #DIV/0! | #DIV/0! | #DIV/0! | #DIV/0! | #DIV/0!
985 | #DIV/0! | #DIV/0! | #DIV/0! | #DIV/0! | #DIV/0! | #DIV/0!
986 | #DIV/0! | #DIV/0! | #DIV/0! | #DIV/0! | #DIV/0! | #DIV/0!
987 | #DIV/0! | #DIV/0! | #DIV/0! | #DIV/0! | #DIV/0! | #DIV/0!
988 | #DIV/0! | #DIV/0! | #DIV/0! | #DIV/0! | #DIV/0! | #DIV/0!
989 | #DIV/0! | #DIV/0! | #DIV/0! | #DIV/0! | #DIV/0! | #DIV/0!
990 | #DIV/0! | #DIV/0! | #DIV/0! | #DIV/0! | #DIV/0! | #DIV/0!
991 | #DIV/0! | #DIV/0! | #DIV/0! | #DIV/0! | #DIV/0! | #DIV/0!
992 | #DIV/0! | #DIV/0! | #DIV/0! | #DIV/0! | #DIV/0! | #DIV/0!
993 | #DIV/0! | #DIV/0! | #DIV/0! | #DIV/0! | #DIV/0! | #DIV/0!
994 | #DIV/0! | #DIV/0! | #DIV/0! | #DIV/0! | #DIV/0! | #DIV/0!
995 | #DIV/0! | #DIV/0! | #DIV/0! | #DIV/0! | #DIV/0! | #DIV/0!
996 | #DIV/0! | #DIV/0! | #DIV/0! | #DIV/0! | #DIV/0! | #DIV/0!
997 | #DIV/0! | #DIV/0! | #DIV/0! | #DIV/0! | #DIV/0! | #DIV/0!
998 | #DIV/0! | #DIV/0! | #DIV/0! | #DIV/0! | #DIV/0! | #DIV/0!
999 | #DIV/0! | #DIV/0! | #DIV/0! | #DIV/0! | #DIV/0! | #DIV/0!
1000 | #DIV/0! | #DIV/0! | #DIV/0! | #DIV/0! | #DIV/0! | #DIV/0!
𝑈_𝐿𝐵=(𝐴+𝐵·𝑑)·〖𝐼_𝐿𝐵〗_^𝐶
𝐼_(𝐿𝐵 (𝑖+1))=𝑈_𝑁/(𝑅_(𝐿𝐵 (𝑖))+𝑈_𝑁/𝐼_𝑘 )=𝑈_𝑁/(((34+0,532·𝑑))/(𝐼_(𝐿𝐵 (𝑖))^0,88 )+𝑈_𝑁/𝐼_𝑘 )
𝑈_𝐿𝐵=(34+0,532·𝑑)·𝐼_𝑘𝐿𝐵^0,12

## a)
Back to DC
Legend of evaluation points for a) Type/condition of equipment:
0 | .. Practically impossible
2 | .. Conceivable, but very unlikely
4 | .. Unlikely
7 | .. Seldom
10 | .. Occasional to frequent
a) Type/condition of equipment:
Type/condition of equipment with respect to the potential bridging capacity (electric arc formation) or the limitation of electric arc impact, such as
· Open, bridging potential (potential distances, bridging capacity, e.g. through tooling/accessories or falling conductive parts, if applicable)
· Contamination, moisture, growth
· Maintenance and testing
· Age of the installation
· Particular environmental concerns (e.g. climatic conditions)
· Separation from adjoining panels
· Installation with closed doors
· Protection against physical contact (e.g. VDE 0660-514)
· Low voltage equipment according to VDE 0660-600-2, Supplemental sheet 1 (Electric arc-tested equipment)
· Base point-free low voltage equipment
· Active electric arc protection system
· Medium voltage equipment according to VDE 0671-200, (Electric arc-tested equipment)

## b)
Back to DC
Legend of evaluation points for b) Technical measures:
0 | .. Practically impossible
2 | .. Conceivable, but very unlikely
4 | .. Unlikely
7 | .. Seldom
10 | .. Occasional to frequent
N/A | .. Not applicable
b) Technical measures:
Technical measures to prevent potential bridging (arc flash formation) or to limit the impact of electric arcing, such as
· The use of tools or equipment (with regard to protection against bridging, distance)
· The use of protective and auxiliary resources
· The condition of work resources
· The use of measuring devices (e.g. suitable measurement category)
· Active electric arc protection
· Adaptation of protection device (e.g. Fast-acting fuse, adaptation of protection parameters, current limiting)

## c)
Back to DC
Legend of evaluation points for c) Organizational measures:
0 | .. Practically impossible
2 | .. Conceivable, but very unlikely
4 | .. Unlikely
7 | .. Seldom
10 | .. Occasional to frequent
N/A | .. Not applicable
c) Organizational measures:
Organizational measures to prevent potential bridging (arc flash formation) or to limit the impact of electric arcing, such as
· Organizational rules (e.g. operating/work instructions)
Responsibilities
Protective measures against EFA
Indoctrination/training
Verification of effectiveness
Equipment documentation
Rules of entry into electrical installations
Instruction related to electrical equipment
· Dealing with electrical accidents/incidents
Evaluation/Communication
Measures/Monitor the effectiveness of measures
· When performing switching operations:
Operational rules/Organization of switching operations
Documentation of switching operations
Switching qualification/Switching authority
Retention of qualifications
· When performing live work:
Instructions for live working (protection measures against electric arcing)
Qualified electricians as instructors
Special training Retaining qualifications
Retention of qualifications
Control (quality assurance)
· Dealing with outside personnel
Requirements/Prequalification
Instruction/training
Retention of qualifications
Control (quality assurance)

## d)
Back to DC
Legend of evaluation points for d) Personal measures:
0 | .. Practically impossible
2 | .. Conceivable, but very unlikely
4 | .. Unlikely
7 | .. Seldom
10 | .. Occasional to frequent
N/A | .. Not applicable
d) Personal measures:
Personal measures to prevent potential bridging (arc flash formation) or to limit the impact of electric arcing, such as
· The use of PPEaA
Selection of PPEaA (e.g. Arc Flash clothing)
Usage/Testing (e.g. visual inspection)
Routine care, maintenance and repair
Verification of usage/Quality assurance
· Employee qualifications
Activity-specific/Equipment-specific knowledge
Work methods and experience
Instruction
Special qualifications (e.g. switching qualifications, live working)
Retention of qualifications
Monitoring of qualifications

## e)
Back to DC
Legend of evaluation points for e) Statistical influencing factors:
0 | .. Practically impossible
2 | .. Conceivable, but very unlikely
4 | .. Unlikely
7 | .. Seldom
10 | .. Occasional to frequent
N/A | .. Not applicable
e) Statistical influencing factors:
Statistical influencing factors that play a role when evaluating the probability of an electric arc or injury due to electric arcing, such as
· Accident statistics (e.g. the frequency of accidents on the basis of in-house operational experience or known accidents and statistical data)
· Further stochastic factors (e.g. the frequency/duration of activities with exposure to electric arcing W-LB/W-LBS > 1; task-related: e.g. voltage testing of isolated system equipment)

## f)
Back to DC
Legend of evaluation points for f) Ergonomic influencing factors:
0 | .. Practically impossible
2 | .. Conceivable, but very unlikely
4 | .. Unlikely
7 | .. Seldom
10 | .. Occasional to frequent
N/A | .. Not applicable
f) Ergonomic influencing factors:
Statistical influencing factors that play a role when evaluating the probability of an electric arc or injury due to electric arcing, such as
· PPEaA
Wearing comfort (e.g. fit, hygiene, tactility)
Wearing acceptance
· Work environment (e.g. freedom of movement, forced posture, lighting, climatic conditions)
Psychological stress (e.g. time pressures)